## sh
UNIQUEID | DESCRIPTION
BAR006FDC-ABAG | ACCUMULATORS PIPING AND VALVES AND OTHER RELATED EQUIPMENT C
BAR006FDC-AAAB | HYDRAULIC FLUID CIRC. PUMP PUMPS C
BAR007WBA | A
BAR007FCC | C
BAR007FHC | C
BAR007GBC | C
BAR007GFC | C
BAR007KEC | C
BAR007NDB | B
BAR007RCB | B
BAR006VBA-ADAA | MIST ELIMINATOR A VAPOR EXTRACTION A
BAR006VBB-AAAC | LUBE OIL #1 PUMP PUMPS B
BAR007WGB-AD | HEADERS B
BAR007WHB-AAAD | DUCT BURNER SCANNER COOLING FAN #1 HRSG B DUCT BURNER SKID B
BAR007MAB-AAAAAJ | LUBE OIL SKID B1 BOILER FEED PUMP B1 PUMPS B
BAR007WAC-AB | TANK C
BAR007YEA-AB | CATALYST A
BAR007ZBC-AC | ANNUNCIATIONS C
BAR006VEB-ABAB | EXHAUST FRAME FAN #2 EXHAUST FRAME COOLING B
BAR006VGB-AA | INLET BELLMOUTH B
BAR007FFC-AA | PUMPS C
BAR007FFC-ADAB | INSTRUMENTS AND CONTROLS TANKS C
BAR007WBB-AA | MAIN STEAM PIPING AND VALVES B
BAR007FHC-AAAA | TURNING GEAR TURNING GEAR C
BAR007RAC-ABAB | HYDROGEN SEAL OIL SYSTEM FIRE PROTECTION STATIONS C
BAR007SAC-AAAA | COMPRESSOR #1 COMPRESSORS C
BAR007SAC-ABAB | DRYER #2 AIR DRYERS C
BAR007VAA-AA | INLET AIR FILTERS A
BAR007VAA-AAAD | INLET AIR INSTRUMENTS AND CONTROLS INLET AIR FILTERS A
BAR007HEC-AAAA | COOLING WATER PUMP CLOSED LOOP#1 PUMPS C
BAR007WCB-AAAJ | HRSG B HP ECONOMIZER SECTION HP TUBING B
BAR007WCA-AFAB | HRSG A LP FEEDWATER PREHEATER SECTION FEEDWATER PREHEATER TUBING A
BAR006VAB-ABAA | INLET FILTER EVAPORATIVE PUMP #1 INLET COOLING B
BAR006VAB-ABAB | INLET FILTER EVAPORATIVE PUMP #2 INLET COOLING B
BAR007VBA-AEAB | LUBE OIL TANK FILTERS & PIPING I & C TANKS A
BAR007WGA-AA | HP DRUM A
BAR007VCB-AC | TANKS B
BAR007LHC-AA | TANKS C
BAR007MAA-AAAAAB | MOTOR BOILER FEED PUMP A1 PUMPS A
BAR007MAA-AAAAAJAA | LUBE OIL PUMP BFP A1 LUBE OIL SKID MOTOR DRIVEN BOILER FEED PUMP A1 PUMPS A
BAR007VFB-AAAJ | GAS FUEL SYSTEM I & C GAS B
BAR007EFB-AA | VALVES AND PIPING B
BAR007FAC-AA | HIGH PRESSURE C
BAR007VGA-AGAC | VANES VARIABLE INLET GUIDE GAS TURBINE I&C A
BAR007YBA-AA | AMMONIA FORWARDING SKID A
BAR007YAC-AEAA | AMMONIA SUPPRESSION SYSTEM FOR UNLOADING SKID & TANKS SUPPRESSION SYSTEM C
BAR007YBA-AAABAB | AMMONIA FORWARDING PUMP B AMMONIA FORWARDING PUMPS HRSG A AMMONIA FORWARDING SKID A
BAR007YBB-AA | UNITAMMONIA FORWARDING SKID B
BAR006VDA-AB | STARTING SYSTEM AND TURNING GEAR I&C A
BAR006VDC-AA | LOAD COMMUTATING INVERTER LCI C
BAR006VEA-AA | COOLING AIR SYSTEM A
BAR006VEA-ACAB | COOLING WATER SYSTEM COOLING SYSTEM I&C A
BAR007FDC-AB | PIPING AND VALVES C
BAR007MAB-AC | BOILER FEED PUMP I&C B
BAR006RCA-ABAA | GAS TURBINE A FIRE PROTECTION SYSTEM CO2 CO2 I&C A
BAR006SAC-ACAA | TANK #1 TANKS C
BAR006SAC-AD | CONTROL AIR I&C C
BAR006SAC-ADAA | PIPING & VALVES INSTRUMENT AIR CONTROL AIR I&C C
BAR006SBC-AA | SERVICE AIR C VALVES PIPING AND RELATED EQUIPMENT C
BAR007MCA-AAAA | PHOSPHATE FEED PUMPS A
BAR007MCB-AAAAAB | PHOSPHATE #4 PUMP PHOSPHATE FEED PUMPS B
BAR007MCB-AB | TANKS B
BAR007NDA-AAAA | WATER ANALYSIS ANALYZER PANEL INSTRUMENTS AND CONTROLS A
BAR007WBB-AC | HOT REHEAT PIPING AND VALVES B
BAR007WBB-AFAD | HRSG B STEAM BYPASS SYSTEM IP I & C IP BYPASS PIPING AND VALVES B
BAR007WBB-AG | IP BYPASS ATTEMPERATOR VALVES & PIPING B
BAR007WCA-AAAD | TUBING SUPERHEATER #3 HP TUBING A
BAR007WCA-ABAD | INSTRUMENTS AND CONTROLS ECONOMIZER HP A
BAR007HDC-AA | PUMPS C
BAR007VAB-ABAA | INLET FILTER EVAPORATIVE PUMP #1 INLET COOLING B
BAR007VBA-AD | VAPOR EXTRACTION A
BAR007LAC-AC | PIPING AND VALVES C
BAR007VDC-AA | LOAD COMMUTATING INVERTER LCI C
BAR006NDC-AAAB | WATER ANALYSIS ANALYZER PANEL INSTRUMENTS AND CONTROLS C
BAR006PAA-AD | PUMPS A
BAR006PAA-ADAA | SUMP CT A AREA PUMPS A
BAR006PAA-ADAAAA | 2A SUMP PUMP WEST SUMP CT A AREA PUMPS A
BAR006PAB-ADAA | SUMP CT B AREA PUMPS B
BAR006WCA-ACAB | TUBING SUPERHEATER IP TUBING A
BAR006WCB-AF | FEEDWATER PREHEATER TUBING B
BAR006GAC-AAAAAC | COOLING FAN MAIN POWER TRANSFORMER 6C MAIN POWER TRANSFORMER C
BAR006MAB-AAABAH | PUMP FWBPU0026 BOILER FEED PUMP B2 PUMPS B
BAR006MAB-AC | BOILER FEED PUMP I&C B
BAR006MCA-AC | PIPING AND VALVES A
BAR006MCB-AA | PUMPS B
BAR006GEC-AA | SWITCHYARD STATION SERVICE C
BAR006WHB-AD | DUCT BURNERS I&C B
BAR006YAC-AC | HEAT TRACING C
BAR006YAC-AE | SUPPRESSION SYSTEM C
BAR006NDA-AAAA | WATER ANALYSIS SAMPLE PANEL WATER SIDE INSTRUMENTS AND CONTROLS A
BAR006YBA-AAABAA | AMMONIA FORWARDING PUMP A AMMONIA FORWARDING PUMPS HRSG A AMMONIA FORWARDING SKID A A
BAR006KCB-AA | RUNNING STATION B
BAR006KCC-ABAF | BREAKER FRAME 4B B SS TRANSFORMER 4160 VOLT C
BAR006LAC-AB | HOTWELL C
BAR006LAC-AD | VACUUM PUMPS C
BAR007DDA-AA | PIPING AND VALVES A
BAR007DDB-AAAB | FEEDWATER PIPING AND VALVES FOR FUEL GAS HEATER PIPING AND VALVES B
BAR007DDB-AE | FILTERS FINAL SEPARATORS B
BAR007DDB-AEAH | TRANSMITTERS FILTERS FINAL SEPARATORS B
BAR007EAB-AA | GENERATOR GAS TURBINE B
BAR006WBA-AF | IP BYPASS PIPING AND VALVES A
BAR006WBB-AAAG | HRSG B HP ATTEMPERATOR SECTION MAIN STEAM PIPING AND VALVES B
BAR006WBB-ABAG | HRSG B COLD REHEATER INLET SECTION IP/COLD REHEAT PIPING AND VALVES B
BAR006WGA-ABAA | DRUM IP DRUM A
BAR006HEC-AB | COOLERS C
BAR006HEC-ADAD | COOLING WATER PUMP CLOSED LOOP #2 SERVICE WATER I&C C
BAR006HKC-AAABAB | COOLING TOWER FAN B CWCLB FANS FORCED DRAFT COOLING TOWER C
BAR006HKC-AAABAG | COOLING TOWER FAN G CWCLG FANS FORCED DRAFT COOLING TOWER C
BAR006VKA-AAAA | STEAM INJECTION POWER AUGMENTATION PIPING AND VALVES A
BAR006VKA-AB | WATER/STEAM INJECTION I&C A
BAR006VKB-AB | WATER/STEAM INJECTION I&C B
BAR006WBA-AA | MAIN STEAM PIPING AND VALVES A
BAR006WBA-AAAG | HRSG A HP ATTEMPERATOR SECTION I & C MAIN STEAM PIPING AND VALVES A
BAR006YCB-AAAA | DILUTION AIR FAN AMMONIA SKID HRSG B B
BAR006ZAC-ABAA | HARDWARE ASSOCIATED WITH OVATION OVATION C
BAR007BHA-AA | CEMS EQUIPMENT HRSG A A
BAR006LEC-AA | VALVES PIPING AND RELATED EQUIPMENT C
BAR006LFB-AAAB | INSTRUMENTS AND CONTROLS PIPING AND VALVES B
BAR007EBB-AA | GAS TURBINE EXCITER B
BAR006ECC-AAAA | REGULATOR AIR SIDE VALVES AND PIPING C
BAR006DDB-AAAAAFAA | TRANSMITTER B STOP/SPEED RATIO VALVE DIFF PRESS 96SR1 TRANSMITTERS GAS PIPING & VALVES HEADER TO FUEL GAS HEATER PIPING AND VALVES B
BAR006DDB-AAAAAFAD | TRANSMITTER NATURAL GAS PRESSURE NGBPT001 TRANSMITTERS GAS PIPING & VALVES HEADER TO FUEL GAS HEATER PIPING AND VALVES B
BAR006DDB-AAACAA | SWITCH B FUEL GAS PRESS UPSTREAM 63FG1 PIPING & VALVES SEPARATORS TO ACCESSORY MODULE B PIPING AND VALVES B
BAR006DDB-AAADAD | TRANSMITTER B GAS FUEL NOZZLE PRESS 96GC8 GAS REGULATING & SAFETY SHUTOFF VALVES B PIPING AND VALVES B
BAR006HEC-ADAAAA | INDICATOR CLOSE LOOP COOL HX 1 IN PRESS CWPI007 HEAT EXCHANGER CLOSED LOOP COOLING WATER #1 SERVICE WATER I&C C
BAR006GAC-AAAAABAA | PUMP OIL COOLER PUMP MAIN POWER TRANSFORMER 6C MAIN POWER TRANSFORMER C
BAR006GAC-AAAAACAC | FAN BLADE COOLING FAN MAIN POWER TRANSFORMER 6C MAIN POWER TRANSFORMER C
BAR006HKC-AAAAAJAA | CONTROLLER COOLING TOWER MAKEUP LEVEL CONTROL VALVE C
BAR006FAC-ABAQBD | PROXIMITER NO. 4 BRG XAXIS FOR VP4XD TURBINE PROTECTION HIGH PRESSURE I&C C
BAR006EAB-AAAB | BREAKER 480V GENERATOR SPACE HEATER 23HG12 GENERATOR GAS TURBINE B
BAR006FDC-AAAAAB | BREAKER HYDRAULIC HEATING AND COOLING CIRC PUMP PUMPS C
BAR006FDC-ABAD | VALVE B AUX HYDRAULIC OIL SUPPLY PUMP PRESSURE RELIEF VR221 PIPING AND VALVES C
BAR006BFA-AAAA | STACK A STACK HRSG A
BAR007VK | WATER INJECTION/STEAM INJECTION SYSTEM
BAR006MAB-ABACAA | VALVE IP DRUM FLOW CONTROL FWBFV186 BFP IP DRUM FLOW PIPING & VALVES HRSG B PIPING AND VALVES B
BAR006VGB-AGADAA | TRANSMITTER B EXHAUST DUCT PRESSURE 96EP1 MARK VIe CONTROL SYSTEM GAS TURBINE I&C B
BAR006VJC-AAAAAA | MOTOR 88TW1 WATER WASH PUMP PUMPS C
BAR006MAB-ACADAA | THERMOCOUPLE IP B FEEDWATER INLET TEMP FWBTE124 BFP IP DRUM FLOW SECTION BOILER FEED PUMP I&C B
BAR006VJC-ACAA | TANK WATER WASH GEWW001 TANKS C
BAR006VBA-AAADAB | BREAKER LUBE OIL #2 PUMP PUMPS A
BAR006VBA-AEAAAC | VALVE DRAIN TANK LUBE OIL FILTERS & PIPING TANKS A
BAR006VEB-AAAAAAAA | FAN COOLING AIR FAN BEARING AREA 88BN1 FANS COOLING AIR SYSTEM B
BAR006VKA-ABAAAA | SWITCH A STEAM AUG CONTROL VALVE LIMIT 33CJ2 STEAM INJECTION POWER AUGMENTATION WATER/STEAM INJECTION I&C A
BAR006VFA-AAAC | ORIFICE TURBINE GAS FLOW GAS A
BAR006VKB-ABAAAP | TRANSMITTER AUG STEAM B TEMP PRESSURE ASBPT101 STEAM INJECTION POWER AUGMENTATION WATER/STEAM INJECTION I&C B
BAR006VGA-ABAW | BLADES STAGE 10 ROTATING COMPRESSOR A
BAR006VAA-ABAEAD | VALVE FLOAT EVAP COOLER PIPING VALVES AND RELATED EQUIPMENT INLET COOLING A
BAR006VCA-ADAD | TRIP & ALARM LOW HYD FLUID PRESSURE 04 HYDRAULIC AND TRIP OIL SYSTEM I&C A
BAR006MAB-AAABAJAAAA | MOTOR LUBE OIL PUMP BFP B2 LUBE OIL SKID BOILER FEED PUMP B2 PUMPS B
BAR006MAB-ABAAAD | VALVE LP DRUM DUMP FWBPV003 BFP MINIMUM FLOW PIPING & VALVES PIPING AND VALVES B
BAR007VGA-ACAE | VALVE COMPRESSOR DRAIN COMPRESSOR PIPING AND VALVES A
BAR006VBA-ADABAB | MOTOR 88QV1B MIST ELIMINATOR B VAPOR EXTRACTION A
BAR007VEA-AAAAACAA | FAN COOLING AIR FAN LUBE OIL SKID 88BL1 FANS COOLING AIR SYSTEM A
BAR007VAB-ABAD | DRIFT ELIMINATOR INLET COOLING B
BAR007VEB-AAAAAGAC | BREAKER LOAD COMPARTMENT COOLING AIR FAN 88VG1 FANS COOLING AIR SYSTEM B
BAR007VBB-AAACAD | PUMP 88QA1 LUBE OIL #1 PUMP PUMPS B
BAR007VAA-ABAFAB | SWITCH A EVAP COOLER LOW WATER LEVEL 71AC2 EVAPORATIVE COOLING I & C INLET COOLING A
BAR007VGB-AEAF | BUCKETS 2ND STAGE TURBINE B
BAR007VGB-ABAT | BLADES STAGE 9 STATIONARY COMPRESSOR B
BAR006VJC-ABAD | MOTOR WATER WASH VENT FAN 88VW1 PIPING VALVES AND RELATED EQUIPMENT C
BAR007VFB-AAAD | VALVE B FUEL GAS CONTROL VGC1 GAS B
BAR007VGB-AG | GAS TURBINE I&C B
BAR007VKA-ABAAAH | THERMOCOUPLE AUG STEAM A SPRAY WTR TEMP DSHATE001 STEAM INJECTION POWER AUGMENTATION WATER/STEAM INJECTION I&C A
BAR007VKB-ABAAAB | SWITCH B STEAM AUG DRAIN VALVE #4 LIMIT 33BS4 STEAM INJECTION POWER AUGMENTATION WATER/STEAM INJECTION I&C B
BAR006VEA-ACAAAF | SWITCH A VENT AIR PRESSURE #2 BRG 63BN2 COOLING & SEALING AIR SYSTEM COOLING SYSTEM I&C A
BAR006BFA-AA | STACK HRSG A
BAR006BHB-AAAP | ANALYZER HRSG B CEMS S02
BAR006FDC-AB | PIPING AND VALVES C
BAR006FDC-AC | TANKS C
BAR006DDA-AAAC | PIPING & VALVES SEPARATORS TO ACCESSORY MODULE A PIPING AND VALVES A
BAR006DDB-AAABAA | ELEMENT FEEDWATER HEATER FLOW FWBFE004 FEEDWATER PIPING AND VALVES FOR FUEL GAS HEATER PIPING AND VALVES B
BAR006DDB-AD | FILTERS FINAL SEPARATORS B
BAR006EFA-AA | VALVES AND PIPING A
BAR007WJ | BLOWDOWN
BAR006SBC | C
BAR007LG | GLAND STEAM EXHAUSTER
BAR007HD | CONDENSER CIRCULATING WATER
BAR007LB | CONDENSATE PUMPS
BAR006PAC | C
BAR007FG | FRONT STANDARD
BAR007GC | SUBSTATION B&G
BAR006NDB | B
BAR007EDB | B
BAR006BH | CEMS
BAR006GAA | A
BAR006WCB | B
BAR006FG | FRONT STANDARD
BAR006GDC | C
BAR006VE | COOLING SYSTEM
BAR006ZA | PLANT DATA ACQUISITION
BAR006KEC | C
BAR006VKA | A
BAR006EBC | C
BAR006ECA | A
BAR007EAC | C
BAR006DDA | A
BAR006WBA-AEAD | VALVE SPRAY WATER SHUTOFF DCS MANUAL DSHAMV200 HP BYPASS PIPING AND VALVES A
BAR006WBA-AFAJAE | THERMOCOUPLE IP STEAM A BYP SPRAY WTR TEMP DSHATE00462 HRSG A STEAM BYPASS SYSTEM IP I & C IP BYPASS PIPING AND VALVES A
BAR006MCA-AAAAAAAB | BREAKER PHOSPHATE PUMP #1 HRSG A HP DRUM PHOSPHATE FEED PUMPS A
BAR006VGB-ABAK | BLADES STAGE 5 STATIONARY COMPRESSOR B
BAR006WBA-AJAD | VALVE STEAM AUGMENTATION PRESSURE CONTROL ASATV101 STEAM AUGMENTATION PIPING AND VALVES A
BAR006NDA-AAABAJ | ANALYZER IP BOILER STEAM HRSG A CONDUCTIVITY 164 WATER ANALYSIS ANALYZER PANEL INSTRUMENTS AND CONTROLS A
BAR006NDB-AAAAAK | PORT HRSG B IP BOILER STEAM PH & CONDUCTIVITY SAMPLE WATER ANALYSIS SAMPLE PANEL WATER SIDE INSTRUMENTS AND CONTROLS B
BAR006WBB-AAAB | VALVE MAIN STEAM ISO MOV MSBMV001 MAIN STEAM PIPING AND VALVES B
BAR006WBB-AGADAF | THERMOCOUPLE IP STEAM BYPASS B TEMP IPBBTE104 HRSG B STEAM BYPASS SYSTEM IP I & C IP BYPASS PIPING AND VALVES B
BAR006WBB-AGADAG | THERMOCOUPLE IP STEAM BYPASS B TEMP IPBBTE105 HRSG B STEAM BYPASS SYSTEM IP I & C IP BYPASS PIPING AND VALVES B
BAR006WBB-AGADAH | TRANSMITTER IP STEAM BYPASS PRESSURE IPBBPT001 HRSG B STEAM BYPASS SYSTEM IP I & C IP BYPASS PIPING AND VALVES B
BAR006VJC-ADAAAB | SWITCH COMPRESSOR WASH WATER PRESSURE PUMP TRIP 63TW2 WATER WASH PIPING AND VALVES I&C C
BAR006VJC-ADAAAD | SWITCH COMPRESSOR WATER WASH TEMP 26TW3 WATER WASH PIPING AND VALVES I&C C
BAR006VKA-AAAAAB | VALVE AUGMENTATION STEAM AUTOMATIC DRAIN ASAVD15A STEAM INJECTION POWER AUGMENTATION PIPING AND VALVES A
BAR006WBA-AHAA | VALVE A COLD REHEAT SHUTOFF CRHMV100 TWIP SYSTEM A
BAR006NDC-AAAAAF | PORT CONDENSATE PMP DISCHARGE PH & CONDUCTIVITY SAMPLE WATER ANALYSIS SAMPLE PANEL WATER SIDE INSTRUMENTS AND CONTROLS C
BAR006VKA-AAAAAL | VALVE TRAIN A AUGMENTATION STEAM VENT ISO MOV STEAM INJECTION POWER AUGMENTATION PIPING AND VALVES A
BAR006MAA-AAAAAJAAAB | BREAKER LUBE OIL PUMP LUBE OIL SKID A1 BOILER FEED PUMP A1 PUMPS A
BAR006MAA-AAABAJAAAC | PUMP LUBE OIL PUMP LUBE OIL SKID A2 BOILER FEED PUMP A2 PUMPS A
BAR006MAA-ABAAAB | VALVE BOILER FEED PUMP #2 MINIMUM FLOW TO LP DRUM FWAFV002 BFP MINIMUM FLOW PIPING & VALVES PIPING AND VALVES A
BAR006MAA-ACADAB | THERMOCOUPLE IP A FEEDWATER OUTLET TEMP FWATE120 BFP IP DRUM FLOW SECTION BOILER FEED PUMP I&C A
BAR006MAA-ACACAG | TRANSMITTER HP BFP A2 DISCH FLOW FWAFT005 BFP HP DRUM FLOW SECTION BOILER FEED PUMP I&C A
BAR006MAB-AAAAAJAAAA | MOTOR LUBE OIL PUMP LUBE OIL SKID B1 BOILER FEED PUMP B1 PUMPS B
BAR006MAB-AAABAC | TRAP DRAIN THROTTLE BUSHIN BOILER FEED PUMP B2 PUMPS B
BAR006WCA-ABADAC | THERMOCOUPLE GAS TEMP INTO HP ECONOMZER BOILER A BLATE305C INSTRUMENTS AND CONTROLS ECONOMIZER HP A
BAR006WCA-ACABAB | THERMOCOUPLE GAS TEMP OUT OF IP SPRHTR BOILER A BLATE304A TUBING SUPERHEATER IP TUBING A
BAR006WAC-AAAAAB | VALVE CHECK UNLOADING ARM NITROGEN PURGE LINE NITROGEN PIPING VALVES AND RELATED EQUIPMENT UNLOADING STATION C
BAR006PAB-ACAF | BREAKER A GAS VALVE HUMIDITY PROTECTION HEATER 23VL3 COMPARTMENT ACCESSORY B
BAR007FFC-ABAAAD | TRANSMITTER HIGH LUBE OIL LEVEL LS260A LUBE OIL CONTROL & REGULATING VALVES VALVES C
BAR007FFC-ACAAAA | EXCHANGER #1 LUBE OIL HEAT HX1 LUBE OIL COOLERS COOLERS C
BAR007FEC-ABAD | THERMOCOUPLE STEAM SEAL SUPPLY WTR TEMP DSHTE006 STEAM SEAL I&C C
BAR006VGA-ABBD | BLADES STAGE 14 STATIONARY COMPRESSOR A
BAR006VGA-ACAD | VALVE COMPRESSOR BLEED #4 COMPRESSOR PIPING AND VALVES A
BAR006WBA-AAAFAG | TRANSMITTER MAIN STEAM A FLOW MSAFT001 MAIN STEAM I & C MAIN STEAM PIPING AND VALVES A
BAR006PAB-ADAAABAE | VALVE SUCTION 3B SUMP PUMP EAST SUMP CT B AREA PUMPS B
BAR006MAB-ABAAAB | VALVE BOILER FEED PUMP MINIMUM FLOW FWAFV002 BFP MINIMUM FLOW PIPING & VALVES PIPING AND VALVES B
BAR006MAB-ABABAB | VALVE HP DRUM LEVEL FLOW CONTROL FWBFV086 BFP HP DRUM FLOW PIPING & VALVES HRSG B PIPING AND VALVES B
BAR006VGA-AFAB | BEARING TURBINE #2 BEARINGS A
BAR006VGA-AGAA | TURBINE PROTECTION GAS TURBINE I&C A
BAR006VGA-AGADAA | TRANSMITTER A EXHAUST DUCT PRESSURE 96EP1 MARK VIe CONTROL SYSTEM GAS TURBINE I&C A
BAR006WBB-AAAGAH | TRANSMITTER HP B ATTEMP SPRAY WTR FLOW FWBFT002 HRSG B HP ATTEMPERATOR SECTION MAIN STEAM PIPING AND VALVES B
BAR006WBA-ACAEAH | TRANSMITTER HR STEAM A PRESSURE HRAPT105 HOT REHEAT INSTRUMENTS AND CONTROLS HOT REHEAT PIPING AND VALVES A
BAR006MAB-AAABAF | VALVE SUPPLY THROTTLE BUSHING INBOARD BOILER FEED PUMP B2 PUMPS B
BAR006NDB-AAAAAE | PORT HRSG B HP BOILER DRUM PH & CONDUCTIVITY SAMPLE WATER ANALYSIS SAMPLE PANEL WATER SIDE INSTRUMENTS AND CONTROLS B
BAR006WBA-ACAFAG | TRANSMITTER RH ATTEMP SPRAY WTR FLOW FWAFT402 HOT REHEAT SPRAY WATER I & C HOT REHEAT PIPING AND VALVES A
BAR006WBA-ADAC | VALVE FEEDWATER PREHEATER OUTLET SAFETY CDASR204 LP STEAM PIPING AND VALVES A
BAR006WBA-AFAE | VALVE SPRAY WATER SHUTOFF TEMPERATURE CONTROL DSHAMV250 IP BYPASS PIPING AND VALVES A
BAR006WBA-AFAJAA | THERMOCOUPLE IP BYPASS DRAIN A TEMP IPBTE175 HRSG A STEAM BYPASS SYSTEM IP I & C IP BYPASS PIPING AND VALVES A
BAR006WBA-AFAJAD | THERMOCOUPLE IP STEAM A BYP SPRAY WTR TEMP DSHATE00458 HRSG A STEAM BYPASS SYSTEM IP I & C IP BYPASS PIPING AND VALVES A
BAR007KCD-AM | TRANSFORMER 4160V/208020805450 KVA
BAR007VGA-ABAT | BLADES STAGE 9 STATIONARY COMPRESSOR A
BAR007KCD-AF | TRANSFORMER BFP 2A ISOLATION XFMR 4160/2080V 1750KVA
BAR007KCD-AQ | TRANSFORMER COMB. TURB 7A GEN XFMR. 500/18KV 129/172/215 MVA
BAR007GAC-AAAAABAC | BREAKER OIL COOLER PUMP MAIN POWER TRANSFORMER 6C MAIN POWER TRANSFORMER C
BAR006KCD-AO | TRANSFORMER BFP 2B ISOLATION XFMR 4160/2080V 1750KVA
BAR007VBB-AAACAC | VALVE CHECK DISCHARGE LUBE OIL #1 PUMP PUMPS B
BAR006VGB-ABABA | BLADES STAGE 0 ROTATING COMPRESSOR B
BAR007WHB-ADAL | TRANSMITTER BURNER B GAS PILOT HEADER PRESSURE BMBPT035 DUCT BURNERS I&C B
BAR006WHB-ADAL | TRANSMITTER BURNER B GAS PILOT HEADER PRESSURE BMBPT035 DUCT BURNERS I&C B
BAR006MAA-AAAAAJAAAD | PUMP LUBE OIL MAIN SHAFT DRIVEN BFP A1 LUBE OIL SKID BOILER FEED PUMP A1 PUMPS A
BAR007MAA-AAAAAJAAAD | PUMP LUBE OIL MAIN SHAFT DRIVEN BFP A1 LUBE OIL SKID BOILER FEED PUMP A1 PUMPS A
BAR006VCB-ADAW | SWITCH LOW HYDRAULIC OIL PUMP PH21 INLET PRESS 63HQ6B HYDRAULIC AND TRIP OIL SYSTEM I&C B
BAR007FJC-AAAF | VALVE HYDRAULIC OPERATED ADMISSION STEAM STOP ASV VALVES C
BAR006VCB-ADAV | SWITCH LOW HYDRAULIC OIL PUMP PH11 INLET PRESS 63HQ6A HYDRAULIC AND TRIP OIL SYSTEM I&C B
BAR007VCA-ADAK | SWITCH A LOW HYDRAULIC OIL PUMP PH21 INLET PRESS 63HQ6B HYDRAULIC AND TRIP OIL SYSTEM I&C A
BAR006VCB-ADAR | SWITCH HYDRAULIC OIL SUPPLY PRESS 63HQ1B HYDRAULIC AND TRIP OIL SYSTEM I&C B
BAR006VGB-ADABD | DETECTOR FLAME "D" CAN # 14 COMBUSTION CHAMBER B
BAR006FGC-AAAB | FRONT STANDARD FRONT STANDARD C
BAR007YAC-AAABAD | VALVE VENT UNLOADING VAPOR ARM AMMONIA VAPOR PIPING VALVES AND RELATED EQUIPMENT UNLOADING STATION C
BAR007DDB-AEAF | VALVE OUTLET ISOLATION NORTH FILTERS FINAL SEPARATORS B
BAR007WBB-AEAFAB | THERMOCOUPLE HP STEAM BYPASS B TEMP HPBBTE104 HRSG B STEAM BYPASS SYSTEM HPI & C HP BYPASS PIPING AND VALVES B
BAR007NDB-AAAAAH | ANALYZER IP BOILER DRUM HRSG B PH 340 WATER ANALYSIS ANALYZER PANEL INSTRUMENTS AND CONTROLS B
BAR006FFC-ADABAT | SWITCH LOW LUBE OIL HDR PRESS ALARM & TRIP PS270C INSTRUMENTS AND CONTROLS TANKS C
BAR007KEC-AAAAAB | BATTERY STORAGE BATTERY CHECKMO STATION BATTERY BANK DC ELECTRICAL C
BAR007LAC-ADAAAC | VALVE S.T VACUUM SUCTION MOV VAMV001A CONDENSER VACUUM PUMP 7A SKID VACUUM PUMPS C
BAR007WGB-ACAAAG | TRANSMITTER LP DRUM PRESSURE BOILER B BLBPT249 DRUM LP DRUM B
BAR006LEC-AAACAD | ELEMENT CONDENSATE STORAGE TANK MAKEUP FLOW CDMFE001 CONDENSATE I&C VALVES PIPING AND RELATED EQUIPMENT C
BAR006WGB-AEAAAP | INDICATOR DRUM LEVEL BOILER B BLBLI133 HRSG B DRUMS HEADERS LINKS DRUMS & TANKS I&C B
BAR006WCB-AAADAG | THERMOCOUPLE HP SPRHTR NO. 3 TUBE TEMP BOILER B BLBTE092A TUBING SUPERHEATER #3 HP TUBING B
BAR006ECC-AC | INSTRUMENTS AND CONTROLS C
BAR006KCC-ABADAA | TRANSFORMER 4160V/480V BREAKER FRAME 3B COOLING TOWER B MCC TRANSFORMER 4160 VOLT C
BAR007VCB-ADAG | SWITCH B HYDRAULIC OIL TRIP PRESS GAS STOP VALVE 63HG2 HYDRAULIC CONTROLS I&C B
BAR006SAC-ABAAAB | FILTER INLET DRYER #1 AIR DRYERS C
BAR006VGA-AEAB | SHROUDS 1ST STAGE TURBINE A
BAR007FJC-ABAAAKAQ | THERMOCOUPLE MAINSTEAM TWIP MSTE048 INSTRUMENTS AND CONTROLS TWIP SYSTEM @ STEAM TURBINE TWIP SYSTEM C
BAR007WAC-AAAAAC | VALVE ISOLATION UNLOADING NITROGEN PRESSURE SWITCH NITROGEN PIPING VALVES AND RELATED EQUIPMENT UNLOADING STATION C
BAR007WCB-AAABAA | THERMOCOUPLE GAS TEMP INTO SPRHTR NO. 1 BOILER B BLBTE093B TUBING SUPERHEATER #1 HP TUBING B
BAR006WBB-AH | IP BYPASS ATTEMPERATOR VALVES & PIPING B
BAR006MCA-AAAAABAA | DAMPENER PHOSPHATE PUMP #3 PULSATION PHOSPHATE PUMP #3 HRSG A IP DRUM PHOSPHATE FEED PUMPS A
BAR006DDA-AAAAAE | VALVE ISOLATION FROM MAIN HEADER GAS PIPING & VALVES HEADER TO FUEL GAS HEATER PIPING AND VALVES A
BAR007WBA-AHAF | VALVE A LOW PRESSURE STEAM MOV LPSMV100 TWIP SYSTEM A
BAR006VAA-ABABAA | MOTOR 88AC2 INLET FILTER EVAPORATIVE PUMP #2 INLET COOLING A
BAR006NCC | C
BAR007KCC | C
BAR007WD | BOILER STRUCTURE & LAGGING
BAR007S | AIR
BAR006LBC-AAABAG | PUMP CONDENSATE #2 CONDENSATE PUMP #2 CDPU002 PUMPS C
BAR006VGA-AE | TURBINE A
BAR006GAB-AAAAAB | OIL COOLER PUMP MAIN POWER TRANSFORMER 6B MAIN POWER TRANSFORMER B
BAR007WEA-AAAB | ECONOMIZER RECIRCULATING PUMP #4A PUMPS A
BAR007E | GENERATOR
BAR007FJC-ABAAAJ | VALVE MAIN STEAM DRAIN SHUTOFF MSMV300 TWIP SYSTEM @ STEAM TURBINE TWIP SYSTEM C
BAR007FJC-ABAAAKAC | THERMOCOUPLE HOT REHEAT TWIP HRHTE003B INSTRUMENTS AND CONTROLS TWIP SYSTEM @ STEAM TURBINE TWIP SYSTEM C
BAR007VAA-ABAEAB | VALVES MISC. SMALL VALVES VALVES AND RELATED EQUIPMENT INLET COOLING A
BAR007FJC-ABAAAKAG | THERMOCOUPLE LOW PRESSURE STEAM VENT LPSTE002A INSTRUMENTS AND CONTROLS TWIP SYSTEM @ STEAM TURBINE TWIP SYSTEM C
BAR007GAA-AAAAABAB | MOTOR OIL COOLER PUMP MAIN POWER TRANSFORMER 6A MAIN POWER TRANSFORMER A
BAR007GAA-AAAAACAB | MOTOR COOLING FAN MAIN POWER TRANSFORMER 6A MAIN POWER TRANSFORMER A
BAR007VAA-ADAA | VALVE A INLET BLEED HEAT QUICK EXHAUSTER VA421 INLET BLEED HEAT A
BAR007VAA-AEABAF | SWITCH A TUBINE COMP. THERMOSTAT 26HT3 HEAT & VENT SYSTEM AIR AND GAS I&C A
BAR007WBA-AAAA | VALVE HP SUPERHEAT SAFETY MSASR001 MAIN STEAM PIPING AND VALVES A
BAR007WBA-AAAC | VALVE MS ATTEMPERATOR SPRAY FLOW CONTROL FWAFV020B MAIN STEAM PIPING AND VALVES A
BAR007VBB-AEAAAD | VALVE FILL LUBE OIL TANK FILTERS & PIPING TANKS B
BAR007VCA-ABAB | FILTER HYDRAULIC OIL HYDRAULIC/TRIP OIL PIPING AND VALVES A
BAR007SAC-AEAAAF | TRANSMITTER A DEW POINT SENSOR TEMPERATURE 96TD1A PIPING & VALVES INSTRUMENT AIR CONTROL AIR I&C C
BAR007SBC-AAAG | VALVE STEAM TURB AREA EAST SERVICE AIR ISOLATION SERVICE AIR C VALVES PIPING AND RELATED EQUIPMENT C
BAR007VAA-ABAAAA | MOTOR 88AC1 INLET FILTER EVAPORATIVE PUMP #1 INLET COOLING A
BAR007VAA-ABAAAB | BREAKER INLET FILTER EVAPORATIVE PUMP #1 INLET COOLING A
BAR007FFC-ADABAL | SWITCH DUPLEX FILTER HIGH DIFF PRESS NO.1 PS287A INSTRUMENTS AND CONTROLS TANKS C
BAR007FFC-ADABBA | TRIP & ALARM LUBE OIL HEADER PRESSURE PS270B INSTRUMENTS AND CONTROLS TANKS C
BAR007VBB-AEABAJ | SWITCH B LUBE OIL TANK TEMP HEATERS ON/OFF 26QL1 LUBE OIL TANK FILTERS & PIPING I & C TANKS B
BAR007VCB-AAAAAE | MOTOR 88HQ1 HYDRAULIC PUMP #1 PUMPS B
BAR007FJC-AABB | VALVE STEAM TURBINE VACUUM SUCTION MOV VAMV001A VALVES C
BAR007FJC-ABAAAC | VALVE HOT REHEAT SHUTOFF HRHMV300 TWIP SYSTEM @ STEAM TURBINE TWIP SYSTEM C
BAR007DDA-ABABAB | EXCHANGER 220 KW ELECTRIC FEEDWATER HEATER HEAT 06 ELECTRIC HEATER FOR FUEL GAS HEATERS A
BAR007HKC-AAAAAH | VALVE COOLING TOWER HOT LEG BLOWDOWN MOV CWFV001 COOLING TOWER STRUCTURE AND BASIN FORCED DRAFT COOLING TOWER C
BAR007HKC-AAABAAAB | GEARBOX COOLING TOWER FAN A CWCLA FANS FORCED DRAFT COOLING TOWER C
BAR007GAB-AAAAAEAD | NITROGEN BOTTLE/SUPPLY NITROGEN SYSTEM MAIN POWER TRANSFORMER 6B MAIN POWER TRANSFORMER B
BAR007ZAC-ABAAAAAC | CABINET #13 CABINETS HARDWARE ASSOCIATED WITH OVATION OVATION C
BAR007ZAC-ABAAAAAK | CABINET #21 CABINETS HARDWARE ASSOCIATED WITH OVATION OVATION C
BAR007ZAC-ABAAAAAM | CABINET #23 CABINETS HARDWARE ASSOCIATED WITH OVATION OVATION C
BAR007ZAC-ABAAAAAN | CABINET #24 CABINETS HARDWARE ASSOCIATED WITH OVATION OVATION C
BAR007ZEC-AA | HARDWARE ASSOCIATED WITH LAN/VAN C
BAR007VAB-AEACAD | SWITCH B INLET AIR EVAP COOLER WATER FLOW 80AC2 AIR INLET FILTER & EXHAUST SYSTEM AIR AND GAS I&C B
BAR007VEB-AAAAADAC | BREAKER COOLING AIR FAN BEARING AREA 88BN2 FANS COOLING AIR SYSTEM B
BAR007VBA-AAAEAD | SWITCH A LOW LUBE OIL PRESS TRIP 63QT2B LUBE OIL PUMPS I & C PUMPS A
BAR007HKC-AAABABAC | MOTOR COOLING TOWER FAN B CWCLB FANS FORCED DRAFT COOLING TOWER C
BAR007SAC-ACAAAB | DEMISTER TANK #1 TANKS C
BAR007HBC-AAAAAA | FILTER 73 COOLING TOWER MAKEUP PUMP #3 PUMPS C
BAR007NDA-AAAAAE | ANALYZER HP BOILER MAIN STEAM HRSG A CONDUCTIVITY 228 WATER ANALYSIS ANALYZER PANEL INSTRUMENTS AND CONTROLS A
BAR007NDA-AAAAAF | ANALYZER HP BOILER MAIN STEAM HRSG A PH 244 WATER ANALYSIS ANALYZER PANEL INSTRUMENTS AND CONTROLS A
BAR007VEB-AAAAAGAA | FAN LOAD COMPARTMENT COOLING AIR FAN 88VG1 FANS COOLING AIR SYSTEM B
BAR007VEB-ACAAAG | SWITCH B VENT AIR PRESSURE #2 BRG 63BN1 COOLING & SEALING AIR SYSTEM COOLING SYSTEM I&C B
BAR007VEB-ACAAAH | SWITCH B VENT AIR PRESSURE #2 BRG 63BN2 COOLING & SEALING AIR SYSTEM COOLING SYSTEM I&C B
BAR007VFB-AAAJAD | TRANSMITTER NATURAL GAS FLOW MARK VIe 7B GAS TURBINE GAS FUEL SYSTEM I & C GAS B
BAR007WCB-AAABAD | THERMOCOUPLE GAS TEMP INTO SPRHTR NO. 1 BOILER B BLBTE301D TUBING SUPERHEATER #1 HP TUBING B
BAR007WCB-AAADAK | THERMOCOUPLE HP SPRHTR NO. 3 TUBE TEMP BOILER B BLBTE093B TUBING SUPERHEATER #3 HP TUBING B
BAR007WCB-AAAE | TUBING SUPERHEATER #4 HP TUBING B
BAR007VCB-ADAD | SWITCH B HYDRAULIC OIL SUPPLY PRESS 63HQ1AHYDRAULIC AND TRIP OIL SYSTEM I&C B
BAR007VGB-ABAA | FILTER SUPPLY AIR TO COMPRESSOR BLEED VALVES COMPRESSOR B
BAR007VGB-ABAC | BLADES STAGE 1 STATIONARY COMPRESSOR B
BAR007WBB-ACAEAD | TRANSMITTER HOT REHEAT PRESS DIFF HRHPDT206B HOT REHEATER I & C HOT REHEAT PIPING AND VALVES B
BAR007WBB-ADAA | VALVE FEEDWATER PREHEATER OUTLET SAFETY CDBSR204 LP STEAM PIPING AND VALVES B
BAR007WCA-AAAAAF | THERMOCOUPLE HP EVAPORATOR TUBE TEMP BOILER A BLATE098A TUBING EVAPORATOR HP TUBING A
BAR007WCA-AAACAA | THERMOCOUPLE GAS TEMP OUT OF SPRHTR NO. 2 BOILER A BLATE302A TUBING SUPERHEATER #2 HP TUBING A
BAR007WCA-AAADAD | THERMOCOUPLE GAS TEMP INTO SPHTR NO.3 BOILER A BLATE303B TUBING SUPERHEATER #3 HP TUBING A
BAR007WCA-AAAFAF | THERMOCOUPLE HP EVAPORATOR TUEM TEMP BOILER A BLATE097A HRSG A HP TUBING HP TUBING A
BAR007LHC-ABAAAA | VALVE AQUEOUS AMMONIA INJECTION ISOLATION AQUEOUS AMMONIA PUMP PUMPS C
BAR007MAB-AAAAAJAAAB | BREAKER LUBE OIL PUMP LUBE OIL SKID B1 BOILER FEED PUMP B1 PUMPS B
BAR007MAB-AAAAAJAAAA | MOTOR LUBE OIL PUMP LUBE OIL SKID B1 BOILER FEED PUMP B1 PUMPS B
BAR007MAB-AAABAF | VALVE CHECK BOILER FEED PUMP B2 PUMPS B
BAR007MAB-AAABAJAB | TANK B2 BFP LUBE OIL LUBE OIL SKID B2 BOILER FEED PUMP B2 PUMPS B
BAR007MAB-AAABAJAC | INDICATOR OIL COOLER TEMPERATURE CLCTI022 LUBE OIL SKID B2 BOILER FEED PUMP B2 PUMPS B
BAR007MAB-AAABAJAD | INDICATOR BFP B LUBE OIL COOLER PRESS DIFF CLCPDI016 LUBE OIL SKID B2 BOILER FEED PUMP B2 PUMPS B
BAR007MAB-ABAAAC | VALVE LP DRUM DUMP FWBPV003 BFP MINIMUM FLOW PIPING & VALVES PIPING AND VALVES B
BAR007HDC-ABAAAD | VALVE AIR RELEASE AT DISCHARGE OF CWPU001 WATERBOX EAST CONDENSER WATERBOX AND RELATED EQUIPMENT C
BAR007HDC-ACAAAD | INDICATOR CIRC WTR PRESSURE CWPI014 PIPING & VALVES CIRC. WATER TO CONDENSER WATER BOX CONDENSER CIRCULATING WATER I&C C
BAR007HDC-ACAAAM | TRANSMITTER CIRC. WATER FLOW TO SW HT EXCHANGE #1 CWFT002 PIPING & VALVES CIRC. WATER TO CONDENSER WATER BOX CONDENSER CIRCULATING WATER I&C C
BAR007HDC-ACABAC | INDICATOR VACUUM PMP COOLER DISCHRG PRESSURE CWPI012 PIPING & VALVES CIRC. WATER WATER BOX TO RISER VALVES CONDENSER CIRCULATING WATER I&C C
BAR007YAC-AAABAB | VALVE ISOLATION UNLOADING VAPOR ARM AMMONIA VAPOR PIPING VALVES AND RELATED EQUIPMENT UNLOADING STATION C
BAR007VGB-ABAY | BLADES STAGE 11 ROTATING COMPRESSOR B
BAR007VGB-ABBM | BLADES EGV1 STATIONARY COMPRESSOR B
BAR007VJC-ABAC | VALVE CHECK WATER TO EJECTOR LINE PIPING VALVES AND RELATED EQUIPMENT C
BAR007VJC-ABAD | MOTOR WATER WASH VENT FAN 88VW1 PIPING VALVES AND RELATED EQUIPMENT C
BAR007VJC-ACAB | HEATER WATER WASH IMMERSION TANK 23WK1 TANKS C
BAR007VJC-ADAAAD | SWITCH COMPRESSOR WATER WASH TEMP 26TW3 WATER WASH PIPING AND VALVES I&C C
BAR007WBA-AGAEAC | THERMOCOUPLE LP STEAM A BYP SPRAY WTR TEMP DSHATE005 HRSG A STEAM BYPASS SYSTEM LP I & C LP BYPASS PIPING AND VALVES A
BAR006YAC-AAAAAB | VALVE CHECK UNLOADING ARM NITROGEN PURGE LINE NITROGEN PIPING VALVES AND RELATED EQUIPMENT UNLOADING STATION C
BAR007WBA-AHAKAA | THERMOCOUPLE HOT REHEAT A DRAIN TEMP HRHTE100 TWIP SYSTEM HRSG A TWIP SYSTEM A
BAR007WBA-AJAC | VALVE SPRAY WATER SUPPLY TEMP CONTROL DSHAFV301 STEAM AUGMENTATION PIPING AND VALVES A
BAR007KCA-AAAA | CABLE RUNNING STATION A
BAR007KCC-ABACAA | TRANSFORMER 4160V/480V BREAKER FRAME 3T COOLING TOWER A MCC TRANSFORMER 4160 VOLT C
BAR007WBB-AEAE | VALVE 7B HP BYPASS SPRAY WATER CONTROL VLV DSHBTV202 HP BYPASS PIPING AND VALVES B
BAR007WBB-AFAA | VALVE IP BYPASS DRAIN IPBMV175 IP BYPASS PIPING AND VALVES B
BAR007LBC-AAABAB | BREAKER CONDENSATE PUMP #2 CDPU002 PUMPS C
BAR007LJC-AAAAAA | STRAINER CONDENSATE SPRAY VD25401 CONDENSATE TO MISC SERV WTR WASH VAC. PMPS PHOSPHATE EXTERNAL PIPING AND VALVES C
BAR007MAA-AAAAABAA | FILTER A1 BFP MOTOR MOTOR BOILER FEED PUMP A1 PUMPS A
BAR007MAA-AAABAD | TRAP DRAIN THROTTLE BUSHIN BOILER FEED PUMP A2 PUMPS A
BAR007MAB-ABABAC | VALVE HP DRUM LEVEL FLOW CONTROL FWBFV088 BFP HP DRUM FLOW PIPING & VALVES HRSG B PIPING AND VALVES B
BAR007PAB-ACAB | BREAKER 480V ACCESS. COMP. LUBE OIL HEATER 23HL3 COMPARTMENT ACCESSORY B
BAR007RCA-ABAAAA | SWITCH INITIAL DISCH PRESS ZONE1 80FP1 GAS TURBINE A FIRE PROTECTION SYSTEM CO2 CO2 I&C A
BAR007RCA-ABAAAB | SWITCH HIGH PRESSURE ALARM 63FP1B GAS TURBINE A FIRE PROTECTION SYSTEM CO2 CO2 I&C A
BAR007RCA-ABAAAH | SWITCH EXTENDED DISCH PRESS ZONE3 80FP3E GAS TURBINE A FIRE PROTECTION SYSTEM CO2 CO2 I&C A
BAR007VEA-AAAAADAA | FAN COOLING AIR FAN LUBE OIL SKID 88BL2 FANS COOLING AIR SYSTEM A
BAR007VGA-ABAP | BLADES STAGE 7 STATIONARY COMPRESSOR A
BAR007VGA-ABAU | BLADES STAGE 9 ROTATING COMPRESSOR A
BAR007VKA-AAAAAL | VALVE TRAIN A AUGMENTATION STEAM VENT VALVE STEAM INJECTION POWER AUGMENTATION PIPING AND VALVES A
BAR007VKA-ABAAAB | SWITCH A STEAM AUG DRAIN VALVE #4 LIMIT 33BS4 STEAM INJECTION POWER AUGMENTATION WATER/STEAM INJECTION I&C A
BAR006WJA-AAAA | TANK HRSG A BLOWDOWN BLRTK001A TANKS A
BAR006WJA-ABAH | VALVE IP DRUM TO BLOWDOWN TANK FLOW CONTROL BLAFV161B HRSG A BLOWDOWN VALVES CONTINUOUS & INTERMITTENT A
BAR007KCC-ABAEAA | TRANSFORMER 4160V/480V SS A BREAKER FRAME 4T A SS TRANSFORMER 4160 VOLT C
BAR007KCC-ABAH | BREAKER #2 OUTDOOR SWITCHGEAR FRAME 1A BACKUP FEED TO COOLING TOWER MAKEUP MCC B 4160 VOLT C
BAR007WEB-AAABAD | VALVE DISCHARGE CHECK ECONOMIZER RECIRCULATING PUMP #4B PUMPS B
BAR007WGA-AAAAAA | INDICATOR HP DRUM PRESSURE BOILER A BLAPI010 DRUM HP DRUM A
BAR007WGA-AAAAAB | THERMOCOUPLE HP DRUM SKIN TEMP BOILER A BLATE094 DRUM HP DRUM A
BAR007WGA-AAAAAG | TRANSMITTER HP DRUM PRESSURE BOILER A BLAPT041 DRUM HP DRUM A
BAR007WGA-AAAAAH | TRANSMITTER HP DRUM PRESSURE BOILER A BLAPT045 DRUM HP DRUM A
BAR007LEC-AAAAAB | VALVE AT TANK TO HOTWELL MANUAL CONDENSATE ISO CONDENSATE PIPING & VALVES FROM TANK TO HOTWELL VALVES PIPING AND RELATED EQUIPMENT C
BAR006ZAC-ABAAAAAP | CABINET Remote I/O #25 CABINETS HARDWARE ASSOCIATED WITH OVATION OVATION C
BAR007WBA-AAAGAG | TRANSMITTER HP A ATTEMP SPRAY WTR FLOW FWAFT002 HRSG A HP ATTEMPERATOR SECTION MAIN STEAM PIPING AND VALVES A
BAR007WBA-ABAC | VALVE COLD RH STARTUP VENT MOV CRAPV105 IP/COLD REHEAT PIPING AND VALVES A
BAR007WGA-ABAAAD | TRANSMITTER IP DRUM LEVEL BOILER A BLALT144 DRUM IP DRUM A
BAR007WBA-ABAGAM | THERMOCOUPLE HP TURB A STEAM OUT TEMP CRATE003 HRSG A COLD REHEATER I & C IP/COLD REHEAT PIPING AND VALVES A
BAR007WBA-ACAA | VALVE HRH ATTEMPERATOR SPRAY FLOW CONTROL FWAFV420B HOT REHEAT PIPING AND VALVES A
BAR007HKC-AAABAEAA | FAN COOLING TOWER FAN E CWCLE FANS FORCED DRAFT COOLING TOWER C
BAR007HCC-AAAAAAAA | PUMP WTPU02A SODIUM BISULFITE METERING PUMP A PUMPS CHLORINATION C
BAR007HCC-AAAAACAA | PUMPWTPU01A COOLING TOWER BIOCIDE A PUMP PUMPS CHLORINATION C
BAR007NDA-AAAAAK | ANALYZER IP BOILER STEAM HRSG A PH 180 WATER ANALYSIS ANALYZER PANEL INSTRUMENTS AND CONTROLS A
BAR007WHA-ABAB | BURNER ELEMENT #2 MIDDLE HRSG A BURNERS A
BAR007WHA-ADAD | SWITCH BURNER SKID INSTR AIR PRESS BMAPSL001 DUCT BURNERS I&C A
BAR007WHA-ADAF | TRANSMITTER BURNER A GAS PRESSURE BMAPT031 DUCT BURNERS I&C A
BAR007WHA-ADAG | SWITCH BLOWER A AIR PRESS BMAPSL029 DUCT BURNERS I&C A
BAR007WHB-ACAB | INTERCONNECTING PIPING & VALVES SKID TO BURNERS HRSG B GAS PIPING AND VALVES B
BAR007YAC-ABAAAK | VALVE ISOLATION COMPRESSOR DISCHARGE FUTURE TANK SOUTH AMMONIA COMPRESSOR COMPRESSORS C
BAR007YAC-AEAAAA | NOZZLES SUPPRESSION UNLOADING SKID VAPOR AMMONIA SUPPRESSION SYSTEM FOR UNLOADING SKID & TANKS SUPPRESSION SYSTEM C
BAR007VBA-AAACAB | BREAKER LUBE OIL #1 PUMP PUMPS A
BAR007VBA-AAACAD | PUMP 88QA1 LUBE OIL #1 PUMP PUMPS A
BAR007VAB-AEAAAC | TRANSMITTER B COMPRESSOR DISCH PRESS 96CD1 INLET AIR HEATING BLEED HEAT AIR AND GAS I&C B
BAR007VAB-AEABAD | SWITCH B GEAR/LOAD COMP AIR PRESSURE 63AG2 HEAT & VENT SYSTEM AIR AND GAS I&C B
BAR007DDB-AAADAC | TRANSMITTER B GAS FUEL NOZZLE PRESS 96GC7 GAS REGULATING & SAFETY SHUTOFF VALVES B PIPING AND VALVES B
BAR007WCB-ACACAE | THERMOCOUPLE REHEAT NO.2 TUBE TEMP BOILER B BLBTE491B HRSG B REHEATER TUBING REHEATER TUBING B
BAR007WCB-AEAA | TUBING B FEEDWATER PREHEATER FEEDWATER PREHEATER TUBING B
BAR007WDB-AB | DOORS HRSG B B
BAR007VAA-AEABAL | TRANSMITTER A EXHAUST PRESS 96EP1 HEAT & VENT SYSTEM AIR AND GAS I&C A
BAR007VAB-AAAC | FILTER PRE INLET AIR FILTERS B
BAR007VEB-AAAAAAAC | BREAKER COOLING AIR FAN LUBE OIL SKID 88BL1 FANS COOLING AIR SYSTEM B
BAR007VGB-ADAB | DETECTORS FLAME COMBUSTION CHAMBER B
BAR007VEB-AAAAACAA | FAN COOLING AIR FAN BEARING AREA 88BN1 FANS COOLING AIR SYSTEM B
BAR007VGB-ADAE | IGNITORS COMBUSTION CHAMBER B
BAR006YAC-AAABAC | VALVE EXCESS FLOW UNLOADING VAPOR PIPING AMMONIA VAPOR PIPING VALVES AND RELATED EQUIPMENT UNLOADING STATION C
BAR006YAC-AAACAD | VALVE CHECK UNLOADING LIQUID PIPING AMMONIA LIQUID PIPING VALVES AND RELATED EQUIPMENT UNLOADING STATION C
BAR006YAC-ABAAAB | MOTOR AMMONIA COMPRESSOR COMPRESSORS C
BAR007WCA-ACAA | TUBING ECONOMIZER IP TUBING A
BAR007WCA-AEAB | TUBING EVAPORATOR LP TUBING A
BAR007MAB-ACACAE | TRANSMITTER HP B FEEDWATER FLOW FWBFT003 BFP HP DRUM FLOW SECTION BOILER FEED PUMP I&C B
BAR007MAB-ACACAF | TRANSMITTER HP BFP B1 DISCH FLOW FWBFT001 BFP HP DRUM FLOW SECTION BOILER FEED PUMP I&C B
BAR007HEC-AEAAAA | INDICATOR CLOSE LOOP COOL HX 1 IN PRESSURE CWPI007 HEAT EXCHANGER CLOSED LOOP COOLING WATER #1 SERVICE WATER I&C C
BAR007WHB-ADAG | SWITCH BLOWER B AIR PRESSURE BMBPSL029 DUCT BURNERS I&C B
BAR007WJB-ABAF | VALVE HRSG B LP EVAP. BLOWDOWN MOV LPBMV266A HRSG B BLOWDOWN VALVES CONTINUOUS & INTERMITTENT B
BAR007WJB-ABAD | VALVE HRSG B IP EVAP. BLOWDOWN MOV IPBMV166B HRSG B BLOWDOWN VALVES CONTINUOUS & INTERMITTENT B
BAR007VGB-AGABAB | TRANSMITTER B INLET AIR TOTAL PRESS 96CS1 COMPRESSOR SECTION GAS TURBINE I&C B
BAR007VJC-AAAAAA | PUMP WATER WASH PUMP PUMPS C
BAR007VKA-ABAAAK | THERMOCOUPLE AUGMENTATION STEAM A TEMP ASATE104 STEAM INJECTION POWER AUGMENTATION WATER/STEAM INJECTION I&C A
BAR006ZAC-ABAAAAAQ | CABINET Remote I/O #26 CABINETS HARDWARE ASSOCIATED WITH OVATION OVATION C
BAR006ZBC-AAAE | GENERAL SERVICE WATER DISTRIBUTED CONTROL SYSTEM C
BAR006WCB-AAACAA | THERMOCOUPLE GAS TEMP OUT OF SPRHTR NO. 2 BOILER B BLBTE302A TUBING SUPERHEATER #2 HP TUBING B
BAR006WCB-AAACAC | THERMOCOUPLE GAS TEMP OUT OF SPRHTR NO. 2 BOILER B BLBTE302C TUBING SUPERHEATER #2 HP TUBING B
BAR007WBB-AGAE | VALVE 7B IP BYPASS 1ST NOZ SPRAY WATER CONT VLV DSHBTV210 IP BYPASS PIPING AND VALVES B
BAR007MAA-AAABAJAB | TANK A2 BFP LUBE OIL LUBE OIL SKID A2 BOILER FEED PUMP A2 PUMPS A
BAR007MAA-ABACAA | VALVE IP DRUM FLOW CONTROL FWAFV186 BFP IP DRUM FLOW PIPING & VALVES HRSG A PIPING AND VALVES A
BAR007RCB-ABAAAF | SWITCH EXTENDED DISCH PRESS ZONE2 80FP2E GAS TURBINE B FIRE PROTECTION SYSTEM CO2 CO2 I&C B
BAR007YAC-AAAAAC | VALVE ISOLATION UNLOADING NITROGEN PRESSURE SWITCH NITROGEN PIPING VALVES AND RELATED EQUIPMENT UNLOADING STATION C
BAR007YAC-AAAAAE | VALVE CHECK NITROGEN REGULATOR NITROGEN PIPING VALVES AND RELATED EQUIPMENT UNLOADING STATION C
BAR007YAC-AAAAAF | VALVE ISOLATION NITROGEN REGULATOR NITROGEN PIPING VALVES AND RELATED EQUIPMENT UNLOADING STATION C
BAR007VGA-ACAC | VALVE COMPRESSOR BLEED #3 COMPRESSOR PIPING AND VALVES A
BAR007VGA-AGABAA | TRANSMITTER A COMPRESSOR BELLMOUTH DIFF 96BD1 COMPRESSOR SECTION GAS TURBINE I&C A
BAR007YAC-AEAAAE | VALVE CHECK UNLOADING SKID SUPPRESSION HOSE CONNECTION AMMONIA SUPPRESSION SYSTEM FOR UNLOADING SKID & TANKS SUPPRESSION SYSTEM C
BAR007YAC-AFAAAB | PIPING SUPPRESSION WATER AMMONIA UNLOADING AREA AMMONIA UNLOADING & STORAGE AREA PIPING PIPING AND ASSOCIATED VALVES C
BAR007VKB-ABAAAA | SWITCH B STEAM AUG CONTROL VALVE LIMIT 33CJ2 STEAM INJECTION POWER AUGMENTATION WATER/STEAM INJECTION I&C B
BAR007VKB-ABAAAK | THERMOCOUPLE AUGMENTATION STEAM B TEMP ASBTESTAJ1A STEAM INJECTION POWER AUGMENTATION WATER/STEAM INJECTION I&C B
BAR007WBB-ABAGAA | ELEMENT COLD REHEAT B STEAM FLOW CRBFE101 HRSG B COLD REHEATER INLET SECTION IP/COLD REHEAT PIPING AND VALVES B
BAR007WBB-ABAGAD | THERMOCOUPLE COLD REHEAT B STEAM TEMP CRBTE105 HRSG B COLD REHEATER INLET SECTION IP/COLD REHEAT PIPING AND VALVES B
BAR007WBB-ABAGAE | THERMOCOUPLE COLD REHEAT B STEAM TEMP CRBTE420 HRSG B COLD REHEATER INLET SECTION IP/COLD REHEAT PIPING AND VALVES B
BAR007LFA-AAABAG | TRANSMITTER LOW PRESSURE ECON A CONDENSATE FLOW CDAFT203 INSTRUMENTS AND CONTROLS PIPING AND VALVES A
BAR007LFB-AAAAAC | VALVE LOW PRESSURE DRUM LEVEL CONTROL CDBFV289 CONDENSATE TO HRSG B PIPING & VALVES PIPING AND VALVES B
BAR007LFB-AAABAD | THERMOCOUPLE LOW PRESSURE ECON CONDENSATE B TEMP CDBTE224 INSTRUMENTS AND CONTROLS PIPING AND VALVES B
BAR007LFB-AAABAE | THERMOCOUPLE LOW PRESSURE ECON CONDENSATE B TEMP CDBTE227 INSTRUMENTS AND CONTROLS PIPING AND VALVES B
BAR007MAA-ACADAB | THERMOCOUPLE IP A FEEDWATER OUTLET TEMP FWATE120 BFP IP DRUM FLOW SECTION BOILER FEED PUMP I&C A
BAR007HCC-AAAAAEAC | BREAKER SCALE INHIBITOR METERING PUMP A PUMPS CHLORINATION C
BAR007SAC-ABAAAD | VALVE CONTROL DRYER #1 AIR DRYERS C
BAR007VDA-ABAC | BREAKER FR 1T GEN #6 LCI ISOLATION XFMR <EQ # A343 D6E3109 STARTING SYSTEM AND TURNING GEAR I&C A
BAR007VGA-AGADAC | TRANSMITTER A EXHAUST DUCT PRESSURE 96EP3 MARK VIe CONTROL SYSTEM GAS TURBINE I&C A
BAR007VGB-AAAAAE | VALVE SERVO VANES VARIABLE INLET GUIDE INLET BELLMOUTH B
BAR007YBB-AAAAAC | VALVE PURGE FORWARDING SKID STRAINER AMMONIA FORWARDING SKID PIPING AND RELATED HRSG B AMMONIA FORWARDING SKID B
BAR007YBB-AAABAAAE | VALVE ISOLATION PUMP SUCTION AMMONIA FORWARDING PUMP A AMMONIA FORWARDING PUMPS HRSG B AMMONIA FORWARDING SKID B
BAR007YBB-AAABABAA | PUMP AMMONIA FORWARDING PUMP B AMMONIA FORWARDING PUMPS HRSG B AMMONIA FORWARDING SKID B
BAR007WBA-ADAA | VALVE FEEDWATER PREHEATER OUTLET SAFETY CDASR204 LP STEAM PIPING AND VALVES A
BAR007WBA-ADAC | VALVE HRSG A LP STEAM STARTUP VENT MOV LPAPV205 LP STEAM PIPING AND VALVES A
BAR007WBA-AEAA | VALVE HP STEAM BYPASS ISOLATION HPBAMV100 HP BYPASS PIPING AND VALVES A
BAR007WBA-AEAE | VALVE 7A HP BYPASS SPRAY WATER CONTROL VLV DSHATV202 HP BYPASS PIPING AND VALVES A
BAR007LAC-ADAAAFAD | BREAKER NO. 1 CONDENSER RECIRCULATION PUMP CONDENSER VACUUM PUMP 6A SKID VACUUM PUMPS C
BAR007WGA-ADAC | HEADER LP HEADERS A
BAR007WGA-AEAAAF | GAUGE. DRUM LEVEL GAUGE/WATER COLUMN ASSEMBLY A BOILER BLALG132 HRSG A DRUMS HEADERS LINKS DRUMS TANKS I&C A
BAR007HDC-AAAAAFAA | TRANSMITTER CIRC WATER PUMP 1 DISCH PRESS CWPT001 PUMP CIRCULATING WATER PUMP #1 PUMPS C
BAR007HDC-AAABAFAA | TRANSMITTER CIRC WATER PUMP 2 DISCH PRESS CWPT002 PUMP CIRCULATING WATER PUMP #2 PUMPS C
BAR007PAA-ACAA | HEATER A ACCESSORY COMPT LO REGION 23HL3 COMPARTMENT ACCESSORY A
BAR007YCB-AAAAAAAB | BREAKER DILUTION AIR FAN #1 HRSG B DILUTION AIR FAN AMMONIA SKID HRSG B B
BAR007WBA-AFAC | VALVE IP BYPASS SUPPLY PRESSURE CONTROL IPBAPV101 IP BYPASS PIPING AND VALVES A
BAR007WGB-AAAAAJ | TRANSMITTER HP DRUM PRESSURE BOILER B BLBPT049 DRUM HP DRUM B
BAR007EAA-AAAC | BEARING INBOARD GENERATOR GAS TURBINE A
BAR007DDB-AEAB | FILTER SOUTH FINAL SEPERATOR NGBSP001 FILTERS FINAL SEPARATORS B
BAR007DDB-AEAD | VALVE INLET ISOLATION NORTH FILTERS FINAL SEPARATORS B
BAR006WJB-ABAE | VALVE HRSG B LP EVAP. BLOWDOWN MOV LPBMV266A HRSG B BLOWDOWN VALVES CONTINUOUS & INTERMITTENT B
BAR006WJB-ACAC | INDICATOR BLOWDOWN TANK BOILER B PRESSURE BLBPI310 BLOWDOWN I&C B
BAR007YCB-AAABAA | PIPING AND VALVES AMMONIA SKID B PIPING VALVES AND RELATED EQUIPMENT AMMONIA SKID HRSG B B
BAR007YCB-AAACAD | TRANSMITTER AMMONIA HDR PRESS SCBPIT502 AMMONIA VAPORIZATION I&C AMMONIA SKID HRSG B B
BAR006WGA-AEAAAJ | INDICATOR DRUM LEVEL BOILER A BLALI033 HRSG A DRUMS HEADERS LINKS DRUMS TANKS I&C A
BAR006WGA-AEAAAH | SWITCH INLET DUCT A PRESSURE LOW BOILER B BLBPISL301 HRSG A DRUMS HEADERS LINKS DRUMS TANKS I&C A
BAR006WGB-AAAAAE | TRANSMITTER HP DRUM PRESSURE BOILER B BLBPT045 DRUM HP DRUM B
BAR006WGB-AAAAAC | TRANSMITTER HP DRUM LEVEL BOILER B BLBLT048 DRUM HP DRUM B
BAR006WGB-ABAAAB | TRANSMITTER IP DRUM LEVEL BOILER B BLBLT144 DRUM IP DRUM B
BAR006WGB-ABAAAE | TRANSMITTER IP DRUM PRESSURE BOILER B BLBPT145 DRUM IP DRUM B
BAR006WGB-ACAAAA | TRANSMITTER LP DRUM LEVEL BOILER B BLBLT240 DRUM LP DRUM B
BAR007FAC-ABAG | TRANSMITTER HOT REHEAT PRESSURE HRPT2062 HIGH PRESSURE I&C C
BAR006YBA-AAAAAH | VALVE ISOLATION FORWARDING SKID SOUTH BYPASS AMMONIA FORWARDING SKID PIPING AND RELATED HRSG A AMMONIA FORWARDING SKID A A
BAR006YBA-AAAAAJ | VALVE ISOLATION FORWARDING SKID DISCHARGE AMMONIA FORWARDING SKID PIPING AND RELATED HRSG A AMMONIA FORWARDING SKID A A
BAR007ECA-ADAF | INDICATOR SEAL OIL PRESSURE DIFFERENTIAL INSTRUMENTS AND CONTROLS A
BAR007FAC-ABAH | TRANSMITTER HOT REHEAT PRESSURE HRPT2063 HIGH PRESSURE I&C C
BAR006WCB-AEAA | TUBING ECONOMIZER LP TUBING B
BAR006WDA-AA | STRUCTURE STEEL HRSG A A
BAR006YBB-AAABABAF | VALVE ISOLATION PUMP SUCTION AMMONIA FORWARDING PUMP B AMMONIA FORWARDING PUMPS HRSG B AMMONIA FORWARDING SKID B B
BAR006WEA-AAAAAC | VALVE DISCHARGE ECONOMIZER RECIRCULATING PUMP #3A PUMPS A
BAR007EBA-AAAE | RECTIFIERS GAS TURBINE EXCITER A
BAR007EBA-AAAC | BEARING OUTBOARD GAS TURBINE EXCITER A
BAR007ECB-ABAB | REGULATOR HYDROGEN SIDE VALVES AND PIPING B
BAR007EFA-ABAE | SWITCH A LOW GENERATOR CASING PRESSURE 63GL1 INSTRUMENTS AND CONTROLS A
BAR007FCC-AAAA | DIAPHRAGM EAST RUPTURE LOW PRESSURE C
BAR007FCC-AAAB | DIAPHRAGM WEST RUPTURE LOW PRESSURE C
BAR007FDC-AAADAE | MOTOR HYDRAULIC FLUID PUMP #2 PUMPS C
BAR007FAC-ABAQBF | PROBE ROTOR EXPANSION DETECTOR SEDP1 TURBINE PROTECTION HIGH PRESSURE I&C C
BAR007FAC-ABAQBG | PROBE ROTOR ECCENTRICITY EP TURBINE PROTECTION HIGH PRESSURE I&C C
BAR006WGB-ADAA | HEADER HP HEADERS B
BAR006WGB-ADAB | HEADER IP HEADERS B
BAR006WGB-ADAC | HEADER LP HEADERS B
BAR006WEA-AAABAB | BREAKER ECONOMIZER RECIRCULATING PUMP #4A PUMPS A
BAR006WEB-AAAAAB | BREAKER ECONOMIZER RECIRCULATING PUMP #3B PUMPS B
BAR006WEB-AAABAB | BREAKER ECONOMIZER RECIRCULATING PUMP #4B PUMPS B
BAR006WEB-AAABAC | VALVE DISCHARGE ECONOMIZER RECIRCULATING PUMP #4B PUMPS B
BAR006WGA-AAAAAB | TRANSMITTER HP DRUM LEVEL BOILER A BLALT044 DRUM HP DRUM A
BAR006YAC-ABAAAF | VALVE MANUAL ISOLATION TO TRUCK AMMONIA COMPRESSOR COMPRESSORS C
BAR006YAC-ABAAAG | VALVE MANUAL ISOLATION TO TANKS AMMONIA COMPRESSOR COMPRESSORS C
BAR006WHA-AAADAB | MOTOR DUCT BURNER SCANNER COOLING FAN #1 HRSG A DUCT BURNER SKID A
BAR006WHA-AAAEAA | FAN DUCT BURNER SCANNER COOLING FAN #2 HRSG A DUCT BURNER SKID A
BAR006WHA-AAAEAB | MOTOR DUCT BURNER SCANNER COOLING FAN #2 HRSG A DUCT BURNER SKID A
BAR006YBA-AAABABAD | COUPLING AMMONIA FORWARDING PUMP B AMMONIA FORWARDING PUMPS HRSG A AMMONIA FORWARDING SKID A A
BAR007EAA-ABAG | SENSOR NONCONT BENTLEY GEN COLLECTOR END VIBRATION GENERATOR I&C A
BAR007EAA-ABAN | INDICATOR GAS TURB A H2 COOLER PRESS DIFF CLCPDI008 GENERATOR I&C A
BAR007ECC-ACAB | SWITCH ST GENERATOR LIQUID LEVEL DETECTOR HIGH LSH2990 INSTRUMENTS AND CONTROLS C
BAR007ECC-ACAC | SWITCH ST GENERATOR LIQUID LVL DETECTOR HIGH HIGH LSHH2990 INSTRUMENTS AND CONTROLS C
BAR007EFA-ABAH | TRANSMITTER GT A GENERATOR GAS PRESSURE PT290 INSTRUMENTS AND CONTROLS A
BAR007EFB-ABAC | SWITCH B HYDROGEN HEADER SUPPLY PRESS 63HH1 INSTRUMENTS AND CONTROLS B
BAR006WGA-AAAAAJ | THERMOCOUPLE HP DRUM SKIN TEMP BOILER A BLATE095 DRUM HP DRUM A
BAR006WGA-ABAAAC | TRANSMITTER IP DRUM LEVEL BOILER A BLALT144 DRUM IP DRUM A
BAR006WGA-ACAAAG | TRANSMITTER LP DRUM PRESSURE BOILER A BLAPT249 DRUM LP DRUM A
BAR006WGA-AEAAAA | GAUGE DRUM LEVEL GAUGE/ WTR COL ASSEMBLY A BOILER BLALG032 HRSG A DRUMS HEADERS LINKS DRUMS TANKS I&C A
BAR006WHA-ABAB | BURNER ELEMENT #2 MIDDLE HRSG A BURNERS A
BAR007EAB-ABAH | SENSOR GENERATOR B VIBRATION GENERATOR I&C B
BAR007EAC-AAAA | ASSEMBLY GENERATOR BRUSH GENERATOR STEAM TURBINE C
BAR007EBB-AAAE | RECTIFIERS GAS TURBINE EXCITER B
BAR007FCC-ACAB | THERMOCOUPLE LP A ADMISSION STEA PRESS LPATE201 LOW PRESSURE I&C C
BAR007FCC-ACAC | THERMOCOUPLE LP B ADMISSION STEA PRESS LPBTE201 LOW PRESSURE I&C C
BAR006YAC-AEAAAE | VALVE CHECK UNLOADING SKID SUPPRESSION HOSE CONNECTION AMMONIA SUPPRESSION SYSTEM FOR UNLOADING SKID & TANKS SUPPRESSION SYSTEM C
BAR006YAC-AEAAAF | VALVE DRAIN TANK SUPPRESSION AMMONIA SUPPRESSION SYSTEM FOR UNLOADING SKID & TANKS SUPPRESSION SYSTEM C
BAR007FDC-ABAB | VALVE A HYDRAULIC SUPPLY LOW PRESSURE RELIEF VR232 PIPING AND VALVES C
BAR006YCC-AAAA | VAPORIZER VAPORIZER C
BAR006YCC-AAAB | BREAKER VAPORIZER C
BAR006VGB-ABBJ | BLADES STAGE 16 ROTATING COMPRESSOR B
BAR006VGB-ABBM | BLADES EGV1 STATIONARY COMPRESSOR B
BAR006VGB-ACAE | VALVE COMPRESSOR DRAIN COMPRESSOR PIPING AND VALVES B
BAR006WBB-ACAFAB | THERMOCOUPLE HR B ATTEMP IN TEMP HRBTE412 HOT REHEAT SPRAY WATER I & C HOT REHEAT PIPING AND VALVES B
BAR006WBB-ADAD | VALVE HRSG B LP STEAM STARTUP VENT MOV LPBPV205 LP STEAM PIPING AND VALVES B
BAR006VGB-ADAC | NOZZLES FUEL COMBUSTION CHAMBER B
BAR006VGB-AGABAA | TRANSMITTER B COMPRESSOR BELLMOUTH DIFF 96BD1 COMPRESSOR SECTION GAS TURBINE I&C B
BAR006NDB-AAABAD | ANALYZER HP BOILER DRUM HRSG B PH 404 WATER ANALYSIS ANALYZER PANEL INSTRUMENTS AND CONTROLS B
BAR006NDB-AAAAAL | PORT HRSG B LP ADMISSION STEAM PH & CONDUCTIVITY SAMPLE WATER ANALYSIS SAMPLE PANEL WATER SIDE INSTRUMENTS AND CONTROLS B
BAR007FFC-ADAAAK | TANK STEAM TURBINE LUBE OIL LUBE OIL TANK FILTERS & PIPING TANKS C
BAR007FFC-ADABAB | ALARM LOW LUBE OIL LEVEL LS260B INSTRUMENTS AND CONTROLS TANKS C
BAR006NDB-AAABAE | ANALYZER HP BOILER MAIN STEAM HRSG B CONDUCTIVITY 420 WATER ANALYSIS ANALYZER PANEL INSTRUMENTS AND CONTROLS B
BAR006NDB-AAABAF | ANALYZER HP BOILER MAIN STEAM HRSG B PH 436 WATER ANALYSIS ANALYZER PANEL INSTRUMENTS AND CONTROLS B
BAR006NDC-AAAAAC | INDICATOR BOILER WATER ANALYSIS PANEL TEMPERATURE CLCTI023 WATER ANALYSIS SAMPLE PANEL WATER SIDE INSTRUMENTS AND CONTROLS C
BAR006NDC-AAAAAD | PANEL WATER ANALYSIS SAMPLE WATER ANALYSIS SAMPLE PANEL WATER SIDE INSTRUMENTS AND CONTROLS C
BAR007FEC-AAABAC | BREAKER GLAND EXHAUSTER BLOWER NO.2 TURBINE STEAM SEAL C
BAR006VKA-ABAAAB | SWITCH A STEAM AUG DRAIN VALVE #4 LIMIT 33BS4 STEAM INJECTION POWER AUGMENTATION WATER/STEAM INJECTION I&C A
BAR006PAA-AA | BUILDING PEECC G.T. A A
BAR006PAA-ABAA | HEATER A SPACETURBINE COMPT 23HT3A COMBUSTION CHAMBER A
BAR006VGA-ABBB | BLADES STAGE 13 STATIONARY COMPRESSOR A
BAR006WBA-AHAH | VALVE A MAIN STEAM SHUTOFF MSMV100 TWIP SYSTEM A
BAR006WBB-AFAC | VALVE SPRAY WATER SHUTOFF DCS MANUAL DSHBMV200 ATTEMPERATOR VALVES & PIPING B
BAR006VKA-ABAAAE | SWITCH A STEAM AUG STOP VALVE LIMIT 33AJ1 STEAM INJECTION POWER AUGMENTATION WATER/STEAM INJECTION I&C A
BAR006VKB-AAAAAC | VALVE AUGMENTATION STEAM AUTOMATIC DRAIN ASBVD16B STEAM INJECTION POWER AUGMENTATION PIPING AND VALVES B
BAR006PAB-AA | BUILDING PEECC G.T. B B
BAR006PAC-AF | BUILDING WATER WASH SKID C
BAR006WBB-AFAEAA | THERMOCOUPLE HP STEAM BYPASS B TEMP HPBBTE103 HRSG B STEAM BYPASS SYSTEM HPI & C ATTEMPERATOR VALVES & PIPING B
BAR006WBB-AMAD | VALVE SPRAY WATER SHUTOFF DCS MANUAL DSHBMV220 STEAM AUGMENTATION PIPING AND VALVES B
BAR006WBA-AAAGAB | THERMOCOUPLE ATTEMPORATOR SPRAYWATER TEMP FWATE010 HRSG A HP ATTEMPERATOR SECTION I & C MAIN STEAM PIPING AND VALVES A
BAR006WBA-ABAB | VALVE C.R. STEAM ISO MOV CRAMV401 IP/COLD REHEAT PIPING AND VALVES A
BAR006WBA-ABAGAE | THERMOCOUPLE COLD REHEAT A STEAM TEMP CRATE105 INSTRUMENTS AND CONTROLS IP/COLD REHEAT PIPING AND VALVES A
BAR006PAC-AH | BUILDING COOLING TOWER MAKEUP 4160V MCC C
BAR006PAC-AKAAABAA | MOTOR WASTE WATER PUMP #2 STEAM TURBINE AREA SUMP PUMPS C
BAR006WCA-AAAAAE | THERMOCOUPLE HP EVAPORATOR TUBE TEMP BOILER A BLATE096B TUBING EVAPORATOR HP TUBING A
BAR006WCA-AAAAAG | THERMOCOUPLE HP EVAPORATOR TUBE TEMP BOILER A BLATE098B TUBING EVAPORATOR HP TUBING A
BAR006WCA-AAAFAE | THERMOCOUPLE HP EVAPORATOR TUBE TEMP BOILER A BLATE098B HRSG A HP TUBING I & C HP TUBING A
BAR006WCA-AAAFAM | THERMOCOUPLE HP SPRHTR NO.3 TUBE TEMP BOILER A BLATE093A HRSG A HP TUBING I & C HP TUBING A
BAR006WBB-ABAE | VALVE REHEAT INLET SAFETY CRBSR403 IP/COLD REHEAT PIPING AND VALVES B
BAR006RCA-AAAAAA | TANK A CT CO2 SUPPLY GAS TURBINE A FIRE PROTECTION SYSTEM CO2 CO2 SYSTEM A
BAR006HKC-AAABAFAE | BREAKER COOLING TOWER FAN F CWCLF FANS FORCED DRAFT COOLING TOWER C
BAR007ECC-AAAA | REGULATOR AIR SIDE VALVES AND PIPING C
BAR006FDC-AAABAB | BREAKER HYDRAULIC FLUID CIRC. PUMP PUMPS C
BAR006LAC-ADAAAC | PUMP CONDENSER VACUUM PUMP #1 SKID VACUUM PUMPS C
BAR006PAC-AKAAAAAB | BREAKER WASTE WATER PUMP #1 STEAM TURBINE AREA SUMP PUMPS C
BAR006FCC-AB | BLOWDOWN TANK & ACCESSORIES C
BAR006WCA-ABADAA | THERMOCOUPLE GAS TEMP INTO HP ECONOMZER BOILER A BLATE305A INSTRUMENTS AND CONTROLS ECONOMIZER HP A
BAR006WBA-ABAGAK | THERMOCOUPLE COLD REHEAT DRAIN TEMP CHRTE400 INSTRUMENTS AND CONTROLS IP/COLD REHEAT PIPING AND VALVES A
BAR006WGA-ABAAAH | INDICATOR IP DRUM PRESSURE BOILER A BLAPI110 DRUM IP DRUM A
BAR007HKC-AAABACAE | BREAKER COOLING TOWER FAN C CWCLC FANS FORCED DRAFT COOLING TOWER C
BAR006LGC-AAAE | VALVE MANUAL BYPASS GLAND SEAL STEAM EXHAUSTER C
BAR006WGA-AEAAAN | INDICATOR DRUM LEVEL BOILER A BLALI233 HRSG A DRUMS HEADERS LINKS DRUMS TANKS I&C A
BAR007SAC-AAABAB | MOTOR COMPRESSOR #2 COMPRESSORS C
BAR006FAC-ABAQAL | PROBE SPEED #1 PRIMARY ST201A TURBINE PROTECTION HIGH PRESSURE I&C C
BAR007LJC-AAAB | CONDENSATE PIPING & VALVES TO CLOSED LOOP CW TANK EXTERNAL PIPING AND VALVES C
BAR006PC | SUPPORT SERVICE FACILITIES
BAR006EFC-AAAD | VALVE RELIEF 6C STEAM TURBINE GENERATOR GAS PRESSURE PSV2950 VALVES AND PIPING C
BAR006BFA | A
BAR006EFB-AA | VALVES AND PIPING B
BAR006GAB-AA | MAIN POWER TRANSFORMER B
BAR006GAA-AA | MAIN POWER TRANSFORMER A
BAR006FFC-ACAAAC | INDICATOR SEAL OIL COOLER PRESS DIFF CLCPDI017 LUBE OIL COOLERS COOLERS C
BAR006FFC-ADAAAA | FILTER LUBE OIL FILTER #1 LUBE OIL TANK FILTERS & PIPING TANKS C
BAR006FFC-ADAAAD | HEATER LUBE OIL TANK B UNIT LUBE OIL TANK FILTERS & PIPING TANKS C
BAR006FFC-ADAAAK | MOTOR HYD TRANSFER & AUX FILTER UNIT MOTOR LUBE OIL TANK FILTERS & PIPING TANKS C
BAR006FFC-ADAAAP | TANK LUBE OIL LUBE OIL TANK FILTERS & PIPING TANKS C
BAR006FFC-ADABAH | INDICATOR STEAM TURB OIL TANK PRESS DIFFCLCPDI001 INSTRUMENTS AND CONTROLS TANKS C
BAR006EAB-AAAJ | HYDROGEN COOLERS GENERATOR GAS TURBINE B
BAR006EAB-ABAG | SENSOR NONCONT GEN COLLECTOR END VIBRATION GENERATOR I&C B
BAR006HCC-AAAAACAD | VALVE ISOLATION DISCHARGE SODIUM BISULFITE METERING PUMP A PUMPS CHLORINATION C
BAR006HCC-AAAAAEAA | PUMP WTPU03A SCALE INHIBITOR METERING PUMP A PUMPS CHLORINATION C
BAR006KEC-AAAGAB | BREAKER MMCB DC STATION BATTERY CHARGERS DC ELECTRICAL C
BAR006LAC-AAAA | VALVE SPRAY CURTAIN FLOW CONTROL CDFV002 CONDENSER C
BAR006LAC-AAACAG | TRANSMITTER #2 CONDENSER EXHAUST VACUUM PRESSURE INSTRUMENTS AND CONTROLS PT210B CONDENSER C
BAR006LAC-ABAAAA | TRANSMITTER CONDENSER HOTWELL LEVEL CDLT001 HOTWELL HOTWELL C
BAR006FFC-ADABAN | SWITCH LIQUID LEVEL DETECTOR HIGH HIGH LEVEL INSTRUMENTS AND CONTROLS TANKS C
BAR006MAA-AAAAAJAAAA | MOTOR LUBE OIL PUMP LUBE OIL SKID A1 BOILER FEED PUMP A1 PUMPS A
BAR006FDC-AEAX | SWITCH EMER. TRIP HEADER TRIPPED PRESS PS282 HYDRAULIC CONTROLS I&C C
BAR006FDC-AEAZ | SWITCH HYD FLUID LOW PRESS PUMP B START PS281C HYDRAULIC CONTROLS I&C C
BAR006FEC-AAAAAA | MOTOR GLAND EXHAUSTER BLOWER NO.1 TURBINE STEAM SEAL C
BAR006DDA-ACAHAB | TRANSMITTER LOCATED ON FILTER SEPERATOR LEVEL NGALT01A TRANSMITTERS FILTERS FINAL SEPARATORS A
BAR006DDA-ACAG | VALVE OUTLET ISOLATION SOUTH FILTERS FINAL SEPARATORS A
BAR006ECA-AAAAAB | BREAKER AUXILIARY SEAL OIL PUMP PUMPS A
BAR006HDC-ACAAAH | ELEMENT HOT LET BLOWDOWN FLOW ORIFICE CWFE001 PIPING & VALVES CIRC. WATER TO CONDENSER WATER BOX CONDENSER CIRCULATING WATER I&C C
BAR006HDC-ACAAAJ | INDICATOR VACUUM PMP COOLER INLET PRESSURE CWPI011 PIPING & VALVES CIRC. WATER TO CONDENSER WATER BOX CONDENSER CIRCULATING WATER I&C C
BAR006HDC-ACABAB | INDICATOR CIR WTR FROM COND PRESS CWPI006 PIPING & VALVES CIRC. WATER WATER BOX TO RISER VALVES CONDENSER CIRCULATING WATER I&C C
BAR006LBC-AAACAF | VALVE CONDENSATE MAKEUP MANUAL ISOLATION AT HOTWELL CONDENSATE QUICK FILL & MAKEUP PUMP PUMPS C
BAR006LBC-ABAAAC | THERMOCOUPLE CONDENSATE PUMP DISCHARGE TEMP CDTE001 CONDENSATE PUMP MINIMUM FLOW PIPING & VALVES PIPING AND VALVES C
BAR006FJC-AAAZ | VALVE S.T. STEAM SEAL DUMP BYPASS MOV 6MOVB VALVES C
BAR006EFC-ABAB | TRANSMITTER ST GENERATOR GAS PRESS PT290 GAS I&C C
BAR006FFC-AAAAACAE | VALVE CHECK DISCHARGE LUBE OIL PUMP #1 LUBE OIL PUMPS PUMPS C
BAR006FFC-ABAAAH | TRANSMITTER LOW LUBE OIL LEVEL TRIP & ALARM LS260E LUBE OIL CONTROL & REGULATING VALVES VALVES C
BAR006DDB-ADAHAC | TRANSMITTER LOCATED ON FILTER SEPERATOR LEVEL NGBLT01B TRANSMITTERS FILTERS FINAL SEPARATORS B
BAR006FAC-ABAQBV | TRANSMITTER EXHAUST VACUUM #2 PT210B TURBINE PROTECTION HIGH PRESSURE I&C C
BAR006FAC-ABAQBW | TRANSMITTER EXHAUST VACUUM #3 PT210C TURBINE PROTECTION HIGH PRESSURE I&C C
BAR006FCC-AAAD | BEARING #3 LOW PRESSURE C
BAR006LGC-AAAD | BLOWER GLAND SEAL STEAM EXHAUSTER C
BAR006LGC-AAAA | CONDENSER GLAND STEAM GLAND SEAL STEAM EXHAUSTER C
BAR006LJC-AAAB | CONDENSATE PIPING & VALVES TO CLOSED LOOP CW TANK EXTERNAL PIPING AND VALVES C
BAR006MAA-AAAAAAAA | TRANSMITTER HP BFP 1 DISCH PRESSURE FWAPT003 PUMP FWAPU0016 BOILER FEED PUMP A1 PUMPS A
BAR006MAA-AAAAAD | TRAP DRAIN THROTTLE BUSHIN BOILER FEED PUMP A1 PUMPS A
BAR006EAA-AAAB | BREAKER 480V GENERATOR SPACE HEATER 23HG12 GENERATOR GAS TURBINE A
BAR006EAA-AAAK | FILTER BRUSH BOX AIR INTAKE GENERATOR GAS TURBINE A
BAR006GAC-AAAAAEAA | PIPING AND VALVES NITROGEN SYSTEM MAIN POWER TRANSFORMER 6C MAIN POWER TRANSFORMER C
BAR006HBC-AAABAA | VALVE DISCHARGE ISOLATION COOLING TOWER MAKEUP PUMP #2 PUMPS C
BAR006HKC-AAABAJAA | FAN COOLING TOWER FAN J CWCLJ FANS FORCED DRAFT COOLING TOWER C
BAR006HKC-AAABAJAB | GEARBOX COOLING TOWER FAN J CWCLJ FANS FORCED DRAFT COOLING TOWER C
BAR006EAC-ABAG | INDICATOR STEAM TURB H2 COOLER PRESS DIFF CLCPDI002 GENERATOR I&C C
BAR006EBA-AAAA | EXCITER GAS TURBINE EXCITER A
BAR006FDC-AEAAAD | SWITCH HYD FLUID PUMP A DISCHARGE PRESS PS280A HYDRAULIC OIL SYSTEM EHC HYDRAULIC CONTROLS I&C C
BAR006FDC-AEAAAH | SWITCH LOW HYD FLUID TRIP AND ALARM PS281E HYDRAULIC OIL SYSTEM EHC HYDRAULIC CONTROLS I&C C
BAR006FDC-AEAT | SWITCH B HYDRAULIC OIL TRIP PRESS GAS STOP VALVE 63HG2 HYDRAULIC CONTROLS I&C C
BAR006EBA-AAAF | BREAKER GENERATOR FIELD GAS TURBINE EXCITER A
BAR006EBA-AAAJAA | BREAKER FR 2T GEN 6A EXCITATION XFMR <EQ # A203> D6E3107 & CONTROLS EXCITATION A EX2100 GAS TURBINE EXCITER A
BAR006EBB-AAAA | EXCITER GAS TURBINE EXCITER B
BAR006EBB-AAAB | BEARING INBOARD GAS TURBINE EXCITER B
BAR006HDC-AAAAAB | VALVE DISCHARGE CIRCULATING WATER PUMP #1 PUMPS C
BAR006FJC-AAAJ | VALVE MAIN STEAM STOP #1 VALVES C
BAR006VEA-AAAAAHAB | MOTOR 88VG2 LOAD COMPARTMENT COOLING AIR FAN 88VG2 FANS COOLING AIR SYSTEM A
BAR006VEA-AAAB | FILTER SEALING AND COOLING AIR INTAKE COOLING AIR SYSTEM A
BAR006SAC-AAAAAF | FAN COOLING COMPRESSOR #1 COMPRESSORS C
BAR006SAC-ABAAAC | FILTER OUTLET DRYER #1 AIR DRYERS C
BAR006SAC-ACAAAA | TANK NORTH IATK001 TANK #1 TANKS C
BAR006VEB-ABABAA | FAN 88TK2 EXHAUST FRAME FAN #2 EXHAUST FRAME COOLING B
BAR006VBA-ACAA | FILTERS LUBE OIL FILTERS/STRAINERS A
BAR006VBA-ADAAAB | MOTOR 88QV1A MIST ELIMINATOR A VAPOR EXTRACTION A
BAR006VBA-AEAAAE | TANK TANK LUBE OIL FILTERS & PIPING TANKS A
BAR006VBA-AEABAE | SWITCH A LO HEADER HIGH TEMP TRIP 26QT1B LUBE OIL TANK FILTERS & PIPING I & C TANKS A
BAR006VAA-AAADAB | SWITCH A TURBINE INLET AIR FILTER EXCESS PRESS DROP 63TF1 INLET AIR INSTRUMENTS AND CONTROLS INLET AIR FILTERS A
BAR006VAA-AAADAC | SWITCH A TURBINE INLET AIR FILTER EXCESS PRESS DROP 63TF2A INLET AIR INSTRUMENTS AND CONTROLS INLET AIR FILTERS A
BAR006VAA-ABAEAA | PIPING EVAP COOLING WATER SUPPLY VALVES AND RELATED EQUIPMENT INLET COOLING A
BAR006VAA-ADAF | TRANSMITTER A INLET HEATING CONTROL CV UPSTREAM 96BH1 INLET BLEED HEAT A
BAR006VBB-ADAAAC | BREAKER MIST ELIMINATOR A VAPOR EXTRACTION B
BAR006VBB-AEAAAE | TANK GAS TURBINE LUBE OIL LUBE OIL TANK FILTERS & PIPING TANKS B
BAR006VBB-ADABAB | MOTOR 88QV1B MIST ELIMINATOR B VAPOR EXTRACTION B
BAR006VEA-AAAAAAAB | MOTOR 88BN1 COOLING AIR FAN BEARING AREA 88BN1 FANS COOLING AIR SYSTEM A
BAR006VEA-AAAAABAA | FAN COOLING AIR FAN BEARING AREA 88BN2 FANS COOLING AIR SYSTEM A
BAR006RCB-AAAAAC | PIPING GAS TURBINE B FIRE PROTECTION SYSTEM CO2 CO2 SYSTEM B
BAR006VAB-AEAAAG | TRANSMITTER B INLET HEATING CONTROL CV UPSTREAM 96BH2 INLET AIR HEATING BLEED HEAT AIR AND GAS I&C B
BAR006VAB-AEABAA | SWITCH B ACCESORY COMP PRESS LOW ALARM 63AT3 HEAT & VENT SYSTEM AIR AND GAS I&C B
BAR006VEB-AAAAAGAA | FAN LOAD COMPARTMENT COOLING AIR FAN 88VG1 FANS COOLING AIR SYSTEM B
BAR006VAB-AEACAE | TRANSMITTER B EXHAUST PRESS 96EP1 AIR INLET FILTER & EXHAUST SYSTEM AIR AND GAS I&C B
BAR006VFB-AAAF | VALVE B FUEL GAS CONTROL VGC3 GAS B
BAR006SBC-AAAC | VALVE CT/HRSG A SERVICE AIR ISOLATION SERVICE AIR C VALVES PIPING AND RELATED EQUIPMENT A
BAR006VAA-AEABAF | SWITCH A TUBINE COMP. THERMOSTAT 26HT3 HEAT & VENT SYSTEM AIR AND GAS I&C A
BAR006VAA-AEABAJ | SWITCH A TURBINE COMP TEMPERATURE 26BT1 HEAT & VENT SYSTEM AIR AND GAS I&C A
BAR006VAB-AAADAB | SWITCH B TURBINE INLET AIR FILTER EXCESS PRESS DROP 63TF1 INLET AIR INSTRUMENTS AND CONTROLS INLET AIR FILTERS B
BAR006VAB-ABAEAB | VALVES MISC. SMALL VALVES VALVES AND RELATED EQUIPMENT INLET COOLING B
BAR006VCB-ABAB | FILTER HYDRAULIC SERVO VALVE HYDRAULIC/TRIP OIL PIPING AND VALVES B
BAR006EFA-AAAA | HYDROGEN PIPING & VALVES TO GT A GENERATOR VALVES AND PIPING A
BAR006FAC-ABAQAW | PROBE NO. 3 BRG VIBRATION YAXIS VP3YD TURBINE PROTECTION HIGH PRESSURE I&C C
BAR006WEA-AAAAAB | BREAKER ECONOMIZER RECIRCULATING PUMP #3A PUMPS A
BAR007WBB-ABAGAG | THERMOCOUPLE HP TURB B STEAM OUT TEMP CRBTE003 HRSG B COLD REHEATER INLET SECTION IP/COLD REHEAT PIPING AND VALVES B
BAR006YAC-ADABAC | VALVE ISOLATION FUTURE AMMONIA TANKS OUTLET AMMONIA PIPING AND VALVES C TO BOTH TANKS TANKS C
BAR006YAC-AFAAAB | PIPING SUPPRESSION WATER AMMONIA UNLOADING AREA AMMONIA UNLOADING & STORAGE AREA PIPING PIPING AND ASSOCIATED VALVES C
BAR006YBA-AAABABAB | MOTOR AMMONIA FORWARDING PUMP B AMMONIA FORWARDING PUMPS HRSG A AMMONIA FORWARDING SKID A A
BAR006WBB-AAAGAF | THERMOCOUPLE HP B SUPERHEAT ATTEMP OUT TEMP MSBTE006 HRSG B HP ATTEMPERATOR SECTION MAIN STEAM PIPING AND VALVES B
BAR006KCD-AC | 480 / 240120V TRANSFORMER WATER ANALYSIS BUILDING
BAR006WBB-AFAB | VALVE MAIN STEAM TEMPERATURE CONTROL HPBBMV101 ATTEMPERATOR VALVES & PIPING B
BAR007WE | BOILER WATER CIRCULATION PUMP
BAR007MAB-ACACAC | ELEMENT HP BFP B DISCH FLOW FWBFE001 BFP HP DRUM FLOW SECTION BOILER FEED PUMP I&C B
BAR007MAB-ACADAB | THERMOCOUPLE IP B FEEDWATER OUTLET TEMP FWBTE120 BFP IP DRUM FLOW SECTION BOILER FEED PUMP I&C B
BAR007ECB-ABAC | REGULATOR PRESSURE DIFFERENTIAL VALVES AND PIPING B
BAR006SAC-ADAAAC | INDICATOR INSTRUMENT AIR PRESSURE IAPI01B PIPING & VALVES INSTRUMENT AIR CONTROL AIR I&C C
BAR007LAC-AAACAE | THERMOCOUPLE CONDENSER TEMP CDTE004 INSTRUMENTS AND CONTROLS CONDENSER C
BAR007WBA-ABAE | VALVE REHEAT INLET SAFETY CRASR403 IP/COLD REHEAT PIPING AND VALVES A
BAR006VFB-ABAABA | TRANSMITTER B FUEL GAS FLOW ORIFICE UPSTREAM PRESS 96FG1 GAS FUEL SYSTEM FUEL I&C B
BAR007ZAC-AAAAABAA | SERVER ENGINEERING WORK DROP 200 ENGINEERING CONSOLE HARDWARE ASSOCIATED WITH MARK VIe MARK VIe C
BAR007NDB-AAAAAK | ANALYZER IP BOILER STEAM HRSG B PH 372 WATER ANALYSIS ANALYZER PANEL INSTRUMENTS AND CONTROLS B
BAR007HCC-AAAAAEAD | VALVE ISOLATION DISCHARGE SCALE INHIBITOR METERING PUMP A PUMPS CHLORINATION C
BAR007GAA-AAAAAEAC | GAGE NITROGEN SYSTEM MAIN POWER TRANSFORMER 6A MAIN POWER TRANSFORMER A
BAR007HKC-AAAAAJAD | TRANSMITTER COOLING TOWER BASIN LEVEL CWLT001 CIRCULATING WATER MAKEUP PIPING & VALVES @ TOWER COOLING TOWER STRUCTURE AND BASIN FORCED DRAFT COOLING TOWER C
BAR006WCA-AFABAA | THERMOCOUPLE GAS TEMP OUT OF FW PREHTR BOILER A BLATE306C HRSG A LP FEEDWATER PREHEATER SECTION FEEDWATER PREHEATER TUBING A
BAR007HDC-ACAAAE | INDICATOR CIRC WTR PRESSURE CWPI015 PIPING & VALVES CIRC. WATER TO CONDENSER WATER BOX CONDENSER CIRCULATING WATER I&C C
BAR006FDC-AEAY | SWITCH HYD FLUID LOW PRESS PUMP A START PS281B HYDRAULIC CONTROLS I&C C
BAR007YBA-AAABAAAD | COUPLING AMMONIA FORWARDING PUMP A AMMONIA FORWARDING PUMPS HRSG A AMMONIA FORWARDING SKID A
BAR006WGA-ACAAAD | TRANSMITTER LP DRUM LEVEL BOILER A BLALT248 DRUM LP DRUM A
BAR006EBB-AAAC | BEARING OUTBOARD GAS TURBINE EXCITER B
BAR007MA | BOILER FEED PUMP
BAR007YBA-AAABAAAA | PUMP AMMONIA FORWARDING PUMP A AMMONIA FORWARDING PUMPS HRSG A AMMONIA FORWARDING SKID A
BAR007DDB-ADAA | VALVE 10 INCH MANUAL ISO NG TO 7B GTNGHV024 GAS CONDITIONING STATION B
BAR007DDA-AAAAAFAD | TRANSMITTER NAT GAS FLOW NGAFT001 TRANSMITTERS GAS PIPING & VALVES HEADER TO FUEL GAS HEATER PIPING AND VALVES A
BAR006WJB-ACAE | THERMOCOUPLE BLOWDOWN TANK TEMP BOILER B BLBTE320 BLOWDOWN I&C B
BAR007YCA-AAABAA | PIPING AND VALVES AMMONIA SKID A PIPING VALVES AND RELATED EQUIPMENT AMMONIA SKID HRSG A A
BAR007WJB-ABAB | VALVE HRSG B HP EVAP. BLOWDOWN MOV HPBMV066B HRSG B BLOWDOWN VALVES CONTINUOUS & INTERMITTENT B
BAR007WJA-ACAA | GAUGE ATTEMP OUTLET TEST THERMOWELL B BOILER LEVEL BLBLG030 BLOWDOWN I&C A
BAR007WGA-AEAAAC | GAUGE DRUM LEVEL GAUGE/TIE BAR ASSEMBLY A BOILER BLALG13 HRSG A DRUMS HEADERS LINKS DRUMS TANKS I&C A
BAR007LAC-AAAB | TUBES CONDENSER CONDENSER C
BAR007WGA-AAAAAF | TRANSMITTER HP DRUM LEVEL BOILER A BLALT048 DRUM HP DRUM A
BAR007LBC-AAAAAA | FILTER 71 CONDENSATE PUMP MOTOR CONDENSATE PUMP #1 CDPU001 PUMPS C
BAR007YAC-AAAAAB | VALVE CHECK UNLOADING ARM NITROGEN PURGE LINE NITROGEN PIPING VALVES AND RELATED EQUIPMENT UNLOADING STATION C
BAR007WHB-ABAB | BURNER ELEMENT #2 MIDDLE HRSG B BURNERS B
BAR007LHC-ABAAAB | MOTOR AQUEOUS AMMONIA PUMP PUMPS C
BAR007FAC-ABAQBU | TRANSMITTER EXHAUST VACUUM #1 PT210A TURBINE PROTECTION HIGH PRESSURE I&C C
BAR006HEC-AAAAAF | PUMP COOLING WATER PUMP CLOSED LOOP #1 PUMPS C
BAR007LGC-AAAF | VALVE ISOLATION GLAND SEAL STEAM EXHAUSTER C
BAR006LFB-AAAA | CONDENSATE TO HRSG B PIPING & VALVES PIPING AND VALVES B
BAR006SBC-AAAH | VALVE STEAM TURB AREA EAST SERVICE AIR ISOLATION SERVICE AIR C VALVES PIPING AND RELATED EQUIPMENT C
BAR006LFB-AAAAAA | VALVE CONDENSATE SUPPLY SHUTOFF CDBMV284 CONDENSATE TO HRSG B PIPING & VALVES PIPING AND VALVES B
BAR006FJC-ABAAAG | VALVE LP STEAM SHUTOFF LPSMV300 TWIP SYSTEM @ STEAM TURBINE TWIP SYSTEM C
BAR006FAC-ABAQBQ | SWITCH PROXIMITY SWITCH LOCKOUT VALVE #2 LOCKED OUT ZE5011A TURBINE PROTECTION HIGH PRESSURE I&C C
BAR007WCA-ADACAE | THERMOCOUPLE REHEAT NO. 2 TUBE TEMP BOILER A BLATE493B HRSG A REHEATER TUBING REHEATER TUBING A
BAR007WCA-ABAA | TUBING ECONOMIZER #1 HRSG A HP ECONOMIZER HP A
BAR007WCB-AAAJAD | THERMOCOUPLE HP ECON FEEDWATER B IN TEMP FWBTE024 HRSG B HP ECONOMIZER SECTION HP TUBING B
BAR007WGB-ACAAAF | TRANSMITTER LP DRUM PRESSURE BOILER B BLBPT245 DRUM LP DRUM B
BAR006WCB-ABAD | HRSG B HP ECONOMIZER SECTION I & C ECONOMIZER HP B
BAR006WDA-AC | INSULATION HRSG A A
BAR007WBA-AGAEAB | TRANSMITTER LP BYPASS STEAM A PRESSURE LPBAPT001 HRSG A STEAM BYPASS SYSTEM LP I & C LP BYPASS PIPING AND VALVES A
BAR007DDA-ADAD | VALVE INLET ISOLATION NORTH FILTERS FINAL SEPARATORS A
BAR006NDC-AAABAJ | ANALYZER SILICA TOP WEST 644 WATER ANALYSIS ANALYZER PANEL INSTRUMENTS AND CONTROLS C
BAR007MCA-AAAAABAB | DAMPENER PHOSPHATE PUMP #3 PULSATION PHOSPHATE #3 PUMP PHOSPHATE FEED PUMPS A
BAR006LBC-AAABAGAA | INDICATOR CONDENSATE PUMP 002 DISCH PRESSURE CDPI002 PUMP CONDENSATE #2 CONDENSATE PUMP #2 CDPU002 PUMPS C
BAR007YCC-AA | DILUTION AIR FAN C
BAR007FFC-AAAA | LUBE OIL PUMPS PUMPS C
BAR007FGC-AA | FRONT STANDARD C
BAR006SAC-AAAAAD | FILTER AIR INTAKE COMPRESSOR #1 COMPRESSORS C
BAR007FFC-AAAAABAC | VALVE DISCHARGE LUBE OIL CONDITIONING PUMP LUBE OIL PUMPS PUMPS C
BAR007LBC | C
BAR007MAA | A
BAR007GCC-AA | SUBSTATION BUILDING AND GROUNDS C
BAR006HKC-AAABAH | COOLING TOWER FAN H CWCLH FANS FORCED DRAFT COOLING TOWER C
BAR007ZAC-ABAA | HARDWARE ASSOCIATED WITH OVATION OVATION C
BAR006KCC-ABAC | BREAKER FRAME 3T COOLING TOWER A MCC TRANSFORMER 4160 VOLT C
BAR007HCC-AA | CHLORINATION C
BAR007HCC-AAAB | VALVES AND PIPING CHLORINATION C
BAR006DDB-AC | GAS REGULATING & SAFETY SHUTOFF VALVES B
BAR006LBC-AB | PIPING AND VALVES C
BAR006EAC-AB | GENERATOR I&C C
BAR007HKC-AAABAC | COOLING TOWER FAN C CWCLC FANS FORCED DRAFT COOLING TOWER C
BAR007HKC-AAABAD | COOLING TOWER FAN D CWCLD FANS FORCED DRAFT COOLING TOWER C
BAR006DDB-AAABAAAA | TRANSMITTER FEEDWATER FUEL GAS PREHEAT FLOW FWBFT004 ELEMENT FEEDWATER HEATER FLOW FWBFE004 FEEDWATER PIPING AND VALVES FOR FUEL GAS HEATER PIPING AND VALVES B
BAR006FJC-AAAY | VALVE RH STOP B BEFORE SEAT DRAIN MOVSSV3B VALVES C
BAR007HKC-AAABAH | COOLING TOWER FAN H CWCLH FANS FORCED DRAFT COOLING TOWER C
BAR006EAA-ABAN | INDICATOR GAS TURB A H2 COOLER PRESS DIFF CLCPDI008 GENERATOR I&C A
BAR007EAC-AAAJ | HYDROGEN COOLERS GENERATOR STEAM TURBINE C
BAR006HCC-AAAAACAA | PUMP WTPU02A SODIUM BISULFITE METERING PUMP A PUMPS CHLORINATION C
BAR006YA | AMMONIA UNLOADING AND STORAGE AREA
BAR006HEC-ADAF | INDICATOR COND MAKEUP PRESSURE CWMPI002 SERVICE WATER I&C C
BAR006EFC-AAAA | CO2 PIPING & VALVES TO ST GENERATOR VALVES AND PIPING C
BAR007HC | CHLORINATION
BAR006FAC-ABAJ | TRANSMITTER MAIN STEAM PRESS DIFF MSPDT203A HIGH PRESSURE I&C C
BAR007VGB-ABAN | BLADES STAGE 6 ROTATING COMPRESSOR B
BAR007LJ | EXTERNAL PIPING AND VALVES
BAR007VEB-AAAAAFAC | BREAKER COOLING AIR FAN TURBINE COMPARTMENT 88BT2 FANS COOLING AIR SYSTEM B
BAR006VCA-AAAA | HYDRAULIC PUMP #1 PUMPS A
BAR007VBB-AAACAA | MOTOR 88QA1 LUBE OIL #1 PUMP PUMPS B
BAR007VAA-ABAFAC | SWITCH A INLET AIR EVAP COOLER WATER FLOW 80AC1 EVAPORATIVE COOLING I & C INLET COOLING A
BAR007VFB-AAAJAB | TRANSMITTER MAIN GAS B HEADER PRESSURE BMBPT032 GAS FUEL SYSTEM I & C GAS B
BAR006VA | AIR & GAS SYSTEM
BAR007VGA-ACAD | VALVE COMPRESSOR BLEED #4 COMPRESSOR PIPING AND VALVES A
BAR007VGA-AEAB | SHROUDS 1ST STAGE TURBINE A
BAR007VJC-ACAC | TANK WATER WASH SOAP TANKS C
BAR006VEB-AB | EXHAUST FRAME COOLING B
BAR007VCB-AAAA | HYDRAULIC PUMP #1 PUMPS B
BAR006VAA-ABAA | INLET FILTER EVAPORATIVE PUMP #1 INLET COOLING A
BAR006VBA-ADAB | MIST ELIMINATOR B VAPOR EXTRACTION A
BAR006MAA-ACAC | BFP HP DRUM FLOW SECTION BOILER FEED PUMP I&C A
BAR006VCB-AAAB | HYDRAULIC PUMP #2 PUMPS B
BAR007VEA-AAAAAE | COOLING AIR FAN TURBINE COMPARTMENT 88BT1 FANS COOLING AIR SYSTEM A
BAR006VGA-AGAC | VANES VARIABLE INLET GUIDE GAS TURBINE I&C A
BAR006VGB-AB | COMPRESSOR B
BAR007VGA-AAAA | VANES VARIABLE INLET GUIDE INLET BELLMOUTH A
BAR007VBA-AB | COOLERS A
BAR007VAB-AEAA | INLET AIR HEATING BLEED HEAT AIR AND GAS I&C B
BAR006MAA-AAAAAK | COUPLING 6A1 BFP HYDRAULIC
BAR006VGB-ABAW | BLADES STAGE 10 ROTATING COMPRESSOR B
BAR006MAA-ABABAG | BREAKER 480 VOLT MCC A FR. 8D 6A HP ECONOMIZER ISOL. MOV
BAR006VBA-AFAB | LUBE OIL CONTROL & REGULATING VALVES I & C PIPING VALVES & RELATED EQUIPMENT A
BAR006VGA-ABAN | BLADES STAGE 6 ROTATING COMPRESSOR A
BAR006MAB-AAAAAF | VALVE CHECK BOILER FEED PUMP B1 PUMPS B
BAR006VCA-AAAB | HYDRAULIC PUMP #2 PUMPS A
BAR006VEB-AAAAAA | COOLING AIR FAN BEARING AREA 88BN1 FANS COOLING AIR SYSTEM B
BAR006MCA-AA | PUMPS A
BAR006HKC-AAABAE | COOLING TOWER FAN E CWCLE FANS FORCED DRAFT COOLING TOWER C
BAR006EAA-AAAE | MAIN BUSHINGS GENERATOR GAS TURBINE A
BAR006VAA-ADAE | TRANSMITTER A INLET HEATING CONTROL CV DOWNSTREAM 96BH2 INLET BLEED HEAT A
BAR006VCB-AAABAA | PUMP 88HQ2 HYDRAULIC PUMP #2 PUMPS B
BAR007MAA-AAAB | BOILER FEED PUMP A2 PUMPS A
BAR007MAA-ABAB | BFP HP DRUM FLOW PIPING & VALVES HRSG A PIPING AND VALVES A
BAR007YCB-AA | AMMONIA SKID HRSG B B
BAR006GAC-AAAAAA | BUSHINGS MAIN POWER TRANSFORMER 6C MAIN POWER TRANSFORMER C
BAR006HKC-AAABAFAB | GEARBOX COOLING TOWER FAN F CWCLF FANS FORCED DRAFT COOLING TOWER C
BAR006VKB-AAAA | STEAM INJECTION POWER AUGMENTATION PIPING AND VALVES B
BAR006YCC-AA | VAPORIZER C
BAR007FDC-AD | MISCELLANEOUS EQUIPMENT C
BAR006RCA-ABAAAG | SWITCH EXTENDED DISCH PRESS ZONE2 80FP2E GAS TURBINE A FIRE PROTECTION SYSTEM CO2 CO2 I&C A
BAR006SAC-AAAAAAAA | INDICATOR AIR COMP A AFTER COOLER PRESSURE CLCPI003 COMPRESSOR COMPRESSOR #1 COMPRESSORS C
BAR007VBA-AAAA | EMERGENCY LUBE OIL PUMP PUMPS A
BAR006WBA-AFAJ | HRSG A STEAM BYPASS SYSTEM IP I & C IP BYPASS PIPING AND VALVES A
BAR007VEB-AB | EXHAUST FRAME COOLING B
BAR006LBC-AAACAG | VALVE CONDENSATE QUICK FILL FLOW CONTROL CDMFV002 CONDENSATE QUICK FILL & MAKEUP PUMP PUMPS C
BAR006VFA-AAAF | VALVE A FUEL GAS CONTROL VGC3 GAS A
BAR006FJC-ABAAAE | VALVE IP BYPASS DRAIN IPBMV180 2 INCH TWIP SYSTEM @ STEAM TURBINE TWIP SYSTEM C
BAR006FJC-ABAAAKAK | THERMOCOUPLE MAINSTEAM TWIP MSTE001A INSTRUMENTS AND CONTROLS TWIP SYSTEM @ STEAM TURBINE TWIP SYSTEM C
BAR006VBA-AAACAC | VALVE CHECK DISCHARGE LUBE OIL #1 PUMP PUMPS A
BAR007ZAC-AAAAACAB | CONSOLE MARK VIe GT1 SERVER OPERATOR CONSOLE HARDWARE ASSOCIATED WITH MARK VIe MARK VIe C
BAR006WBA-AJAC | VALVE SPRAY WATER SUPPLY TEMP CONTROL DSHAFV301 STEAM AUGMENTATION PIPING AND VALVES A
BAR007WBB-ABAGAJ | TRANSMITTER COLD REHEAT B STEAM FLOW CRBFT101 HRSG B COLD REHEATER INLET SECTION IP/COLD REHEAT PIPING AND VALVES B
BAR006WCA-ABAC | TUBING ECONOMIZER #3 HRSG A HP ECONOMIZER HP A
BAR007WBB-ACAD | VALVE RH DESPRHT SPRAY BLK FWBMV423 HOT REHEAT PIPING AND VALVES B
BAR007WBA-ACAEAG | TRANSMITTER HR A STEAM FLOW HRAFT001 HOT REHEAT INSTRUMENTS AND CONTROLS HOT REHEAT PIPING AND VALVES A
BAR007VJC-ADAAAA | SWITCH COMPRESSOR WASH WATER PRESS 63TW1 WATER WASH PIPING AND VALVES I&C C
BAR007HDC-AAABAA | FILTER 72 CIRCULATING WATER PUMP #2 PUMPS C
BAR007NDC-AAABAK | ANALYZER SODIUM BOTTOM EAST 622 WATER ANALYSIS ANALYZER PANEL INSTRUMENTS AND CONTROLS C
BAR006VGB-AGADAC | TRANSMITTER B EXHAUST DUCT PRESSURE 96EP3 MARK VIe CONTROL SYSTEM GAS TURBINE I&C B
BAR007WBA-AHAJ | VALVE A MAIN STEAM SHUTOFF MSMV150 TWIP SYSTEM A
BAR007MAA-AAAAAJAC | INDICATOR A BFP LUBE OIL COOLER PRESS DIFF CLCPDI006 LUBE OIL SKID A1 BOILER FEED PUMP A1 PUMPS A
BAR007WGB-AAAAAD | TRANSMITTER HP DRUM LEVEL BOILER B BLBLT040 DRUM HP DRUM B
BAR007PAC-ABAA | ANALYZER LAB BUILDING OXYGEN BUILDING WATER ANALYSIS C
BAR007VKA-AAAAAJ | VALVE TRAIN A AUGMENTATION STEAM CONTROL DRAIN VALVE STEAM INJECTION POWER AUGMENTATION PIPING AND VALVES A
BAR007FEC-ABAF | TRANSMITTER GLAND EXHAUSTER CONDENSATE LEVEL LS232 STEAM SEAL I&C C
BAR007FAC-ABAQAC | PROBE THRUST BRG. AXIAL POS #2 ZP201B TURBINE PROTECTION HIGH PRESSURE I&C C
BAR006MAB-ACABAE | TRANSMITTER HP BFP B SUCTION PRESSURE FWBPT001 BFP SUCTION SECTION BOILER FEED PUMP I&C B
BAR006WBA-AHAKAC | THERMOCOUPLE MAIN STEAM A DRAIN TEMP MSTE100 TWIP SYSTEM HRSG A TWIP SYSTEM A
BAR007WBA-ABAGAJ | THERMOCOUPLE COLD REHEAT DRAIN TEMP CHRTE200 HRSG A COLD REHEATER I & C IP/COLD REHEAT PIPING AND VALVES A
BAR007FAC-ABAF | TRANSMITTER HOT REHEAT PRESSURE HRPT2061 HIGH PRESSURE I&C C
BAR007FAC-ABAQBN | SWITCH PROXIMITY SWITCH LOCKOUT VALVE #1 LOCKED OUT ZE5001A TURBINE PROTECTION HIGH PRESSURE I&C C
BAR007DDB-AAAAAFAF | TRANSMITTER NATURAL GAS PRESSURE NGBPT001C TRANSMITTERS GAS PIPING & VALVES HEADER TO FUEL GAS HEATER PIPING AND VALVES B
BAR007PC-AAAAAH | AIR HANDLING UNITSHVAC
BAR006FDC-AAAC | HYDRAULIC FLUID PUMP #1 PUMPS C
BAR007SBC | C
BAR007VFB | B
BAR007WEA | A
BAR007WJB | B
BAR007FEC | C
BAR007HDC | C
BAR007HKC | C
BAR006VBA-AEAA | TANK LUBE OIL FILTERS & PIPING TANKS A
BAR006VCA-AC | TANK
BAR007WHA-AB | BURNERS A
BAR007WHA-AD | DUCT BURNERS I&C A
BAR007WHB-AD | DUCT BURNERS I&C B
BAR007MAA-ABAA | BFP MINIMUM FLOW PIPING & VALVES PIPING AND VALVES A
BAR007MAB-AB | PIPING AND VALVES B
BAR007VKA-ABAA | STEAM INJECTION POWER AUGMENTATION WATER/STEAM INJECTION I&C A
BAR007ZAC-AAAA | HARDWARE ASSOCIATED WITH MARK VIe MARK VIe C
BAR006VFB-AA | GAS B
BAR007FEC-AA | TURBINE STEAM SEAL C
BAR007FEC-AAAB | GLAND EXHAUSTER BLOWER NO.2 TURBINE STEAM SEAL C
BAR007WBA-AH | TWIP SYSTEM A
BAR007WBA-AJ | STEAM AUGMENTATION PIPING AND VALVES A
BAR007GAA-AAAA | MAIN POWER TRANSFORMER 6A MAIN POWER TRANSFORMER A
BAR007SAC-AC | TANKS C
BAR007WCB-AA | HP TUBING B
BAR007WCB-AAAC | TUBING SUPERHEATER #2 HP TUBING B
BAR006VAA-AD | INLET BLEED HEAT A
BAR007VBB-AA | PUMPS B
BAR007VBB-ADAA | MIST ELIMINATOR A VAPOR EXTRACTION B
BAR007WCB-ABAD | HRSG B IP SECTION IP TUBING B
BAR007WGA-AB | IP DRUM A
BAR007WGA-AEAA | HRSG A DRUMS HEADERS LINKS DRUMS TANKS I&C A
BAR007VCB-AA | PUMPS B
BAR007VCB-AAAB | HYDRAULIC PUMP #2 PUMPS B
BAR007LBC-AAAA | CONDENSATE PUMP #1 CDPU001 PUMPS C
BAR007LHC-AB | PUMPS C
BAR007VEB-ABAB | EXHAUST FRAME FAN #2 EXHAUST FRAME COOLING B
BAR007VFA-AA | GAS A
BAR007ECA-AAAA | AUXILIARY SEAL OIL PUMP PUMPS A
BAR007ECA-AD | INSTRUMENTS AND CONTROLS A
BAR007VGB-AA | INLET BELLMOUTH B
BAR007VGB-AGAB | COMPRESSOR SECTION GAS TURBINE I&C B
BAR007YAC-ADAB | AMMONIA PIPING AND VALVES C TO BOTH TANKS TANKS C
BAR007YAC-AE | SUPPRESSION SYSTEM C
BAR007YBA-AAABAA | AMMONIA FORWARDING PUMP A AMMONIA FORWARDING PUMPS HRSG A AMMONIA FORWARDING SKID A
BAR007YCA-AAAAAB | DILUTION AIR FAN #2 HRSG A DILUTION AIR FAN AMMONIA SKID HRSG A A
BAR007FCC-ACAM | MARK VIe CONTROL SYSTEM LOW PRESSURE I&C C
BAR007FCC-AA | LOW PRESSURE C
BAR007FCC-AB | BLOWDOWN TANK & ACCESSORIES C
BAR007FDC-AA | PUMPS C
BAR007FDC-AAAA | HYDRAULIC HEATING AND COOLING CIRC PUMP PUMPS C
BAR007MAB-ACAC | BFP HP DRUM FLOW SECTION BOILER FEED PUMP I&C B
BAR007YCB-AAAAAB | DILUTION AIR FAN #2 HRSG B DILUTION AIR FAN AMMONIA SKID HRSG B B
BAR006SAC-AB | AIR DRYERS C
BAR006VAA-AA | INLET AIR FILTERS A
BAR007WCA-AF | FEEDWATER PREHEATER TUBING A
BAR007GAB-AAAAAE | NITROGEN SYSTEM MAIN POWER TRANSFORMER 6B MAIN POWER TRANSFORMER B
BAR007GAC-AAAAAC | COOLING FAN MAIN POWER TRANSFORMER 6C MAIN POWER TRANSFORMER C
BAR007HCC-AAAAAF | SCALE INHIBITOR METERING PUMP B PUMPS CHLORINATION C
BAR007HKC-AAABAF | COOLING TOWER FAN F CWCLF FANS FORCED DRAFT COOLING TOWER C
BAR007HKC-AAABAG | COOLING TOWER FAN G CWCLG FANS FORCED DRAFT COOLING TOWER C
BAR007VAA-AB | INLET COOLING A
BAR007VAB-AEAC | AIR INLET FILTER & EXHAUST SYSTEM AIR AND GAS I&C B
BAR007VBA-AAAB | EMERGENCY SEAL OIL PUMP PUMPS A
BAR007LAC-ADAB | CONDENSER VACUUM PUMP 7B SKID VACUUM PUMPS C
BAR007VEA-AAAAAG | LOAD COMPARTMENT COOLING AIR FAN 88VG1 FANS COOLING AIR SYSTEM A
BAR007VEA-ABAA | EXHAUST FRAME FAN #1 EXHAUST FRAME COOLING A
BAR007VEA-AC | COOLING SYSTEM I&C A
BAR007VEB-AAAAAC | COOLING AIR FAN BEARING AREA 88BN1 FANS COOLING AIR SYSTEM B
BAR007VEB-AAAAAH | LOAD COMPARTMENT COOLING AIR FAN 88VG2 FANS COOLING AIR SYSTEM B
BAR006NDC-AAAA | WATER ANALYSIS SAMPLE PANEL WATER SIDE INSTRUMENTS AND CONTROLS C
BAR006PAC-AKAAAB | WASTE WATER PUMP #2 STEAM TURBINE AREA SUMP PUMPS C
BAR006WCB-AAAAAA | HRSG B HP EVAPORATOR SECTION TUBING EVAPORATOR HP TUBING B
BAR006MAB-AAABAJAA | LUBE OIL PUMP BFP B2 LUBE OIL SKID MOTOR DRIVEN BOILER FEED PUMP B2 PUMPS B
BAR006GAC-AAAAAE | NITROGEN SYSTEM MAIN POWER TRANSFORMER 6C MAIN POWER TRANSFORMER C
BAR006HDC-AAAAAF | PUMP CIRCULATING WATER PUMP #1 PUMPS C
BAR006YAC-ADAA | AMMONIA STORAGE TANK AND ASSOCIATED EQUIPMENT TANKS C
BAR006YBA-AA | AMMONIA FORWARDING SKID A A
BAR006MCB-AB | TANKS B
BAR006KCC-ABAE | BREAKER FRAME 4T A SS TRANSFORMER 4160 VOLT C
BAR006KCC-AC | STATION SERVICE I&C C
BAR007DDA-AAAB | FEEDWATER PIPING AND VALVES FOR FUEL GAS HEATER PIPING AND VALVES A
BAR007DDA-AC | GAS CONDITIONING STATION A
BAR007DDB-AAAAAF | TRANSMITTERS GAS PIPING & VALVES HEADER TO FUEL GAS HEATER PIPING AND VALVES B
BAR007DDB-AAAC | PIPING & VALVES SEPARATORS TO ACCESSORY MODULE B PIPING AND VALVES B
BAR007DDB-ABAA | NATURAL GAS HEATER FEEDWATER HEATERS B
BAR007DDB-AC | GAS REGULATING & SAFETY SHUTOFF VALVES B
BAR006WBB-AGAD | HRSG B STEAM BYPASS SYSTEM IP I & C IP BYPASS PIPING AND VALVES B
BAR006WBB-AJAC | HRSG B STEAM BYPASS SYSTEM LP I & C LP BYPASS PIPING AND VALVES B
BAR006WBB-AK | LP BYPASS ATTEMPERATOR SPRAY & VALVES B
BAR006WCA-AAAA | TUBING EVAPORATOR HP TUBING A
BAR006MAA-AAABAA | PUMP FWAPU0026 BOILER FEED PUMP A2 PUMPS A
BAR006HEC-AAAA | COOLING WATER PUMP CLOSED LOOP #1 PUMPS C
BAR006HKC-AAAAAJ | CIRCULATING WATER MAKEUP PIPING & VALVES @ TOWER COOLING TOWER STRUCTURE AND BASIN FORCED DRAFT COOLING TOWER C
BAR006HKC-AAABAC | COOLING TOWER FAN C CWCLC FANS FORCED DRAFT COOLING TOWER C
BAR006WBA-AB | IP/COLD REHEAT PIPING AND VALVES A
BAR006YCB-AAAC | AMMONIA VAPORIZATION I&C AMMONIA SKID HRSG B B
BAR006YEB-AA | REACTORS B
BAR006ZBC-AA | DISTRIBUTED CONTROL SYSTEM C
BAR006LFA-AAAA | CONDENSATE TO HRSG A PIPING & VALVES PIPING AND VALVES A
BAR006ECC-AB | TANK C
BAR006ECC-ACAC | INDICATOR SEAL OIL PRESSURE DIFFERENTIAL INSTRUMENTS AND CONTROLS C
BAR006DDB-AAADAB | TRANSMITTER B GAS FUEL NOZZLE PRESS 96GC6 GAS REGULATING & SAFETY SHUTOFF VALVES B PIPING AND VALVES B
BAR006DDB-AAADAE | TRANSMITTER B GAS FUEL NOZZLE PRESS PM1 96GC1 GAS REGULATING & SAFETY SHUTOFF VALVES B PIPING AND VALVES B
BAR006DDB-AAADAF | TRANSMITTER B GAS FUEL NOZZLE PRESS PM2 96GC2 GAS REGULATING & SAFETY SHUTOFF VALVES B PIPING AND VALVES B
BAR006EFA-ABAE | SWITCH A LOW GENERATOR CASING PRESSURE 63GL1 INSTRUMENTS AND CONTROLS A
BAR006HEC-ACACAA | VALVE HEAT EXCHANGER BYPASS CLCFV001 PIPING & VALVESCLC WATER RETURN SERVICE WATER VALVES PIPING AND RELATED EQUIPMENT C
BAR006FAC-ABAQAR | PROXIMITER NO. 2 BRG YAXIS FOR VP2YD TURBINE PROTECTION HIGH PRESSURE I&C C
BAR006GAA-AAAAABAC | BREAKER OIL COOLER PUMP MAIN POWER TRANSFORMER 6A MAIN POWER TRANSFORMER A
BAR006HKC-AAAAAC | VALVE COOLING TOWER CTRMV002 CD RISER COOLING TOWER STRUCTURE AND BASIN FORCED DRAFT COOLING TOWER C
BAR006HKC-AAAAAF | VALVE COOLING TOWER CTRMV005 JK RISER COOLING TOWER STRUCTURE AND BASIN FORCED DRAFT COOLING TOWER C
BAR006HKC-AAAAAJAG | ELEMENT CIRC WTR MAKEUP FLOW ORIFICE CWMFE003 CIRCULATING WATER MAKEUP PIPING & VALVES @ TOWER COOLING TOWER STRUCTURE AND BASIN FORCED DRAFT COOLING TOWER C
BAR006HKC-AAABAFAC | MOTOR COOLING TOWER FAN F CWCLF FANS FORCED DRAFT COOLING TOWER C
BAR006FDC-AAADAB | BREAKER HYDRAULIC FLUID PUMP #2 PUMPS C
BAR006FDC-AAADAD | VALVE SUCTION HYDRAULIC FLUID PUMP #2 PUMPS C
BAR006G | SWITCHYARD & SUBSTATION
BAR006W | HRSG
BAR007VE | COOLING SYSTEM
BAR006VGA | A
BAR006VEA-ABAAAA | FAN 88TK1 EXHAUST FRAME FAN #1 EXHAUST FRAME COOLING A
BAR006VBB-ABAA | EXCHANGER LUBE OIL HEAT LOHX1 COOLERS B
BAR006VBA-AAABAB | BREAKER EMERGENCY SEAL OIL PUMP PUMPS A
BAR006VBA-ABAA | EXCHANGER LUBE OIL HEAT LOHX1 COOLERS A
BAR006VEB-AAAAAEAB | MOTOR 88BT1 COOLING AIR FAN TURBINE COMPARTMENT 88BT1 FANS COOLING AIR SYSTEM B
BAR006VKA-ABAAAG | THERMOCOUPLE AUGMENTATION STEAM B TEMPERATURE ASBTE103 STEAM INJECTION POWER AUGMENTATION WATER/STEAM INJECTION I&C A
BAR006VAA-AEABAK | SWITCH A TURBINE COMP TEMPERATURE 26BT2 HEAT & VENT SYSTEM AIR AND GAS I&C A
BAR006MAB-AAAAAD | TRAP DRAIN THROTTLE BUSHING BOILER FEED PUMP B1 PUMPS B
BAR007VKB-ABAAAH | THERMOCOUPLE AUGMENTATION STEAM B TEMP ASBTE104 STEAM INJECTION POWER AUGMENTATION WATER/STEAM INJECTION I&C B
BAR007VEA-AAAAAFAC | BREAKER COOLING AIR FAN TURBINE COMPARTMENT 88BT2 FANS COOLING AIR SYSTEM A
BAR006VGB-AC | COMPRESSOR PIPING AND VALVES B
BAR006VEA-ABABAA | FAN 88TK2 EXHAUST FRAME FAN #2 EXHAUST FRAME COOLING A
BAR007VBB-AE | TANKS B
BAR007VAA-ABABAA | MOTOR 88AC2 INLET FILTER EVAPORATIVE PUMP #2 INLET COOLING A
BAR007VBA-ADABAC | BREAKER MIST ELIMINATOR B VAPOR EXTRACTION A
BAR007VEA-ACAAAG | SWITCH A VENT AIR PRESSURE #2 BRG 63BN1 COOLING & SEALING AIR SYSTEM COOLING SYSTEM I&C A
BAR007VGA-ABAY | BLADES STAGE 11 ROTATING COMPRESSOR A
BAR007VJC-ADAAAB | SWITCH COMPRESSOR WASH WATER PRESSURE PUMP TRIP 63TW2 WATER WASH PIPING AND VALVES I&C C
BAR007VBA-AEAAAC | VALVE DRAIN TANK LUBE OIL FILTERS & PIPING TANKS A
BAR007PC-AAAAAK | AIR HANDLING UNITSHVAC
BAR006VFB | B
BAR006LBC | C
BAR007EDC | C
BAR007YBB | B
BAR007YEA | A
BAR007YEB | B
BAR007ZD | WORK MANAGEMENT CMMS
BAR006BHC | C
BAR006FEC-AB | STEAM SEAL I&C C
BAR006EAB-AB | GENERATOR I&C B
BAR006ECB-AB | VALVES AND PIPING B
BAR006WHA | A
BAR006SBB | B
BAR006WGB | B
BAR007FD | TURBINE HYDRAULIC CONTROLS
BAR007FJ | TURBINE STEAM VALVES
BAR007GD | SWITCHYARD AUTOBANK
BAR006YBA | A
BAR006FAC | C
BAR006WAC | C
BAR006EA | GENERATOR
BAR006EF | GAS
BAR006FC | LOW PRESSURE
BAR006FGC | C
BAR006GAB | B
BAR006YEB | B
BAR006HE | SERVICE WATER
BAR006HK | COOLING TOWER
BAR006LA | CONDENSER / HOTWELL
BAR006GFC | C
BAR007EBA | A
BAR006SA | CONTROL AIR
BAR007ECB | B
BAR006WJ | BLOWDOWN
BAR006YD | AMMONIA INJECTION GRID
BAR007EA | GENERATOR
BAR006VJC | C
BAR006WBA-AEAFAA | THERMOCOUPLE HP STEAM BYPASS A TEMP HPBATE103 HRSG A STEAM BYPASS SYSTEM HP I & C HP BYPASS PIPING AND VALVES A
BAR006WBB-ADAB | VALVE FEEDWATER PREHEATER OUTLET SAFETY CDBSR204 LP STEAM PIPING AND VALVES B
BAR006WBB-ACAFAF | THERMOCOUPLE REHEAT B SPRAYWATER TEMP FWBTE410 HOT REHEAT SPRAY WATER I & C HOT REHEAT PIPING AND VALVES B
BAR006MCA-AAAAAAAD | MOTOR PHOSPHATE PUMP #1 HRSG A HP DRUM PHOSPHATE FEED PUMPS A
BAR006MCA-AAAAABAD | MOTOR PHOSPHATE PUMP #3 HRSG A IP DRUM PHOSPHATE FEED PUMPS A
BAR006MCB-AAAAABAA | DAMPENER PHOSPHATE PUMP #4 PULSATION PHOSPHATE PUMP #4 HRSG B IP DRUM PHOSPHATE FEED PUMPS B
BAR006WBA-AJAE | VALVE STEAM AUG. VENT ASAMV125 STEAM AUGMENTATION PIPING AND VALVES A
BAR006WBA-AFAB | VALVE IP BYPASS DRAIN IPAMV180 IP BYPASS PIPING AND VALVES A
BAR006WBB-ALAA | VALVE B COLD REHEAT SHUTOFF CRHMV200 TWIP SYSTEM B
BAR006WBB-ALAF | VALVE B LOW PRESSURE STEAM MOV LPSMV200 TWIP SYSTEM B
BAR006VJC-ADAAAC | SWITCH COMPRESSOR WASH WATER PRESSURE PUMP TRIP 63TW2 WATER WASH PIPING AND VALVES I&C C
BAR006VKA-AAAAAD | VALVE AUGMENTATION STEAM SHUTOFF ASAVS32A STEAM INJECTION POWER AUGMENTATION PIPING AND VALVES A
BAR006MAA-ACABAF | TRANSMITTER HP BFP A SUCTION PRESS FWAPT001 BFP SUCTION SECTION BOILER FEED PUMP I&C A
BAR006WBA-AHAB | VALVE A COLD REHEAT SHUTOFF CRHMV150 TWIP SYSTEM A
BAR006WBA-AHAC | VALVE A HOT REHEAT SHUTOFF HRHMV100 TWIP SYSTEM A
BAR006WBA-AHAE | VALVE A LOW PRESSURE STEAM MOV LPSMV075 TWIP SYSTEM A
BAR006WBA-AHAF | VALVE A LOW PRESSURE STEAM MOV LPSMV100 TWIP SYSTEM A
BAR006WBB-ADAFAC | TRANSMITTER LP B ADMISSSION STEAM FLOW LPBFT001 INSTRUMENTS AND CONTROLS LP STEAM PIPING AND VALVES B
BAR006WBB-AEAA | VALVE HP STEAM BYP ISO MOV HPBBMV100 HP BYPASS PIPING AND VALVES B
BAR006NDA-AAAAAJ | PORT HRSG A IP BOILER FEED H2O SAMPLE WATER ANALYSIS SAMPLE PANEL WATER SIDE INSTRUMENTS AND CONTROLS A
BAR006VKA-AAAAAH | VALVE TRAIN A AUGMENTATION STEAM CONTROL DRAIN VALVE STEAM INJECTION POWER AUGMENTATION PIPING AND VALVES A
BAR006NDC-AAAAAG | PORT MAKEUP FROM COND. STORAGE TANK SAMPLE WATER ANALYSIS SAMPLE PANEL WATER SIDE INSTRUMENTS AND CONTROLS C
BAR006MAA-ABAAAA | VALVE BOILER FEED PUMP #1 MINIMUM FLOW TO LP DRUM FWAFV001 BFP MINIMUM FLOW PIPING & VALVES PIPING AND VALVES A
BAR007FFC-AAAAAAAD | BREAKER EMERGENCY DC LUBE OIL PUMP LUBE OIL PUMPS PUMPS C
BAR007FFC-AAAAAAAE | VALVE CHECK DISCHARGE EMERGENCY DC LUBE OIL PUMP LUBE OIL PUMPS PUMPS C
BAR006MAA-ACACAF | TRANSMITTER HP BFP A1 DISCH FLOW FWAFT001 BFP HP DRUM FLOW SECTION BOILER FEED PUMP I&C A
BAR006MAA-ACADAA | THERMOCOUPLE IP A FEEDWATER INLET TEMP FWATE124 BFP IP DRUM FLOW SECTION BOILER FEED PUMP I&C A
BAR006MAB-AAAAAAAA | TRANSMITTER HP BFP 1 DISCH PRESSURE FWBPT003 PUMP FWBPU0016 BOILER FEED PUMP B1 PUMPS B
BAR006MAB-AAAAABAA | FILTER B1 BFP MOTOR MOTOR BOILER FEED PUMP B1 PUMPS B
BAR006MAB-AAAAAE | VALVE SUCTION BOILER FEED PUMP B1 PUMPS B
BAR006WCA-ABADAE | THERMOCOUPLE HP ECON FEEDWATER A IN TEMP FWATE024 INSTRUMENTS AND CONTROLS ECONOMIZER HP A
BAR006WCA-ABADAF | THERMOCOUPLE HP ECON FEEDWATER A OUT TEMP FWATE020 INSTRUMENTS AND CONTROLS ECONOMIZER HP A
BAR006VKB-ABAAAL | THERMOCOUPLE AUGMENTATION STEAM B TEMPERATURE ASATESTAJ1B STEAM INJECTION POWER AUGMENTATION WATER/STEAM INJECTION I&C B
BAR007FFC-ABAAAG | TRANSMITTER LOW LUBE OIL LEVEL TRIP & ALARM LS260D LUBE OIL CONTROL & REGULATING VALVES VALVES C
BAR007FEC-ABAJ | TRANSMITTER ST GLAND EXHAUST COND HIGH LEVEL 7LS232 STEAM SEAL I&C C
BAR007FEC-ABAC | SWITCH GLAND SEAL EXHAUSTER BLOWER MTR RUNNING PRESS PS212C STEAM SEAL I&C C
BAR006VGA-ABBG | BLADES STAGE 15 ROTATING COMPRESSOR A
BAR006WAC-ABAB | GAUGE PRESSURE TANK C
BAR006PAC-AKAAADAA | PUMP SOUTH B STEAM TURBINE WASTE WATER PUMP STEAM TURBINE AREA SUMP PUMPS C
BAR006MAB-ABABAD | VALVE HP ECONOMIZER ISO MOV FWBMV077 BFP HP DRUM FLOW PIPING & VALVES HRSG B PIPING AND VALVES B
BAR006MAB-ACABAC | TRANSMITTER BFP B1 SUCTION STRAINER PRESSURE DIFFERENTIAL BFP SUCTION SECTION BOILER FEED PUMP I&C B
BAR006MAB-ACACAA | INDICATOR HP B FEEDWATER PRESSURE FWBPI012 BFP HP DRUM FLOW SECTION BOILER FEED PUMP I&C B
BAR006VGA-ADAD | LINERS COMBUSTION COMBUSTION CHAMBER A
BAR006VGA-AEAA | NOZZLES 1ST STAGE TURBINE A
BAR006VGA-AGABAB | TRANSMITTER A INLET AIR TOTAL PRESS 96CS1 COMPRESSOR SECTION GAS TURBINE I&C A
BAR006WBA-ACAEAE | THERMOCOUPLE HR A STEAM TEMP HRATE401 HOT REHEAT INSTRUMENTS AND CONTROLS HOT REHEAT PIPING AND VALVES A
BAR006WBB-AGADAB | THERMOCOUPLE IP STEAM B BYP SPRAY WTR TEMP DSHBTE004 HRSG B STEAM BYPASS SYSTEM IP I & C IP BYPASS PIPING AND VALVES B
BAR006WBB-ABAGAB | INDICATOR COLD REHEAT B STEAM PRESSURE CRBPI412 HRSG B COLD REHEATER INLET SECTION IP/COLD REHEAT PIPING AND VALVES B
BAR006WBB-ABAGAC | INDICATOR INTERM PRESS B STEAM PRESSURE CRBPI105 HRSG B COLD REHEATER INLET SECTION IP/COLD REHEAT PIPING AND VALVES B
BAR006WBA-ADAB | VALVE HRSG A LP STEAM HDR ISO MOV LPAMV201 LP STEAM PIPING AND VALVES A
BAR006WBB-ABAGAM | TRANSMITTER IP B STEAM PRESS CRBPT106 HRSG B COLD REHEATER INLET SECTION IP/COLD REHEAT PIPING AND VALVES B
BAR006KCD-AF | TRANSFORMER WATER TREATMENT XFMR. 4160/480V 250KVA
BAR006KCD-AM | TRANSFORMER ISOLATION 4160V/2080V 5450 KVA LCI
BAR007KCD-AA | TRANSFORMER
BAR006MAB-AAABAK | COUPLING 6B2 BFP HYDRAULIC
BAR007VBA-AAAAAB | BREAKER EMERGENCY LUBE OIL PUMP PUMPS A
BAR007ECB-ADAG | SWITCH B SEAL OIL DRAIN ENLARGEMENT LEVEL 71SD1 STEAM SEAL I&C B
BAR007WHB-ADAJ | TRANSMITTER MAIN GAS B HEADER PRESSURE BMBPT033 DUCT BURNERS I&C B
BAR007WHA-ADAK | TRANSMITTER BURNER A GAS PILOT HEADER PRESSURE BMAPT034 DUCT BURNERS I&C A
BAR006VFA-ABAABA | TRANSMITTER A FUEL GAS FLOW ORIFICE UPSTREAM PRESS 96FG1 GAS FUEL SYSTEM FUEL I&C A
BAR007WBA-ADAFAB | TRANSMITTER LP A ADMISSSION STEAM FLOW LPAFT001 LOW PRESSURE I&C A
BAR007VFB-ABAABD | TRANSMITTER B INTERSTAGE FUEL GAS PRESS 96FG2C GAS FUEL SYSTEM FUEL I&C B
BAR006VCB-ABAAAA | VALVE SOLENOID FUEL GAS STOP VALVE 20FG1 TRIP OIL SYSTEM B
BAR006VCA-ABAAAA | VALVE SOLENOID FUEL GAS STOP VALVE 20FG1 TRIP OIL SYSTEM A
BAR007FDC-ABAG | ACCUMULATORS PIPING AND VALVES AND OTHER RELATED EQUIPMENT C
BAR006VFB-ABAABC | TRANSMITTER B INTERSTAGE FUEL GAS PRESS 96FG2B GAS FUEL SYSTEM FUEL I&C B
BAR007VGA-ADABD | DETECTOR FLAME "D" CAN #14 COMBUSTION CHAMBER A
BAR006VGB-ADAEAA | IGNITOR CAN #2 COMBUSTION CHAMBER B
BAR006VGA-ADABC | DETECTOR FLAME "C" CAN #13 COMBUSTION CHAMBER A
BAR007VGA-ADAEAB | IGNITOR CAN #3 COMBUSTION CHAMBER A
BAR006VCA-ADAJ | SWITCH HYDRAULIC OIL FILTER DIFF PRESS ALARM 63HF2 HYDRAULIC AND TRIP OIL SYSTEM I&C A
BAR007WFA-AA | PIPING AND VALVES A
BAR007GAB-AAAAAA | BUSHINGS MAIN POWER TRANSFORMER 6B MAIN POWER TRANSFORMER B
BAR007PAA | A
BAR006EAA-ABAJ | SENSOR GENERATOR A VIBRATION 01 GENERATOR I&C A
BAR007BHB-AAAA | MONITOR B GAS COMPLIANCE CEMS EQUIPMENT HRSG B B
BAR007VBA-ADAB | MIST ELIMINATOR B VAPOR EXTRACTION A
BAR006HEC-ADAG | THERMOCOUPLE CLOSE LOOP COOLING WATER CLCTE001 SERVICE WATER I&C C
BAR006LBC-AAABAA | FILTER 62 CONDENSATE PUMP MOTOR CONDENSATE PUMP #2 CDPU002 PUMPS C
BAR007MAB-AAAAAJAAAC | PUMP LUBE OIL PUMP LUBE OIL SKID B1 BOILER FEED PUMP B1 PUMPS B
BAR006WBA-AGAD | VALVE SPRAYWATER SUPPLY TEMPERATURE CONTROL DSHATV240 LP BYPASS PIPING AND VALVES A
BAR007VEA-ACAAAH | SWITCH A VENT AIR PRESSURE #2 BRG 63BN2 COOLING & SEALING AIR SYSTEM COOLING SYSTEM I&C A
BAR006WGA-AAAAAE | TRANSMITTER HP DRUM PRESSURE BOILER A BLAPT045 DRUM HP DRUM A
BAR007VGB-ABBD | BLADES STAGE 14 STATIONARY COMPRESSOR B
BAR006KE | DC ELECTRICAL
BAR007YBA-AAAAAD | VALVE ISOLATION SUCTION RELIEF AMMONIA FORWARDING SKID PIPING AND RELATED HRSG A AMMONIA FORWARDING SKID A
BAR006VBA-AFABAB | SWITCH A LUBE OIL BRG HEADER PRESS AUX. PUMP START 63QA1A LUBE OIL CONTROL & REGULATING VALVES I & C PIPING VALVES & RELATED EQUIPMENT A
BAR006LHC-AA | TANKS C
BAR006VAB-AEAB | HEAT & VENT SYSTEM AIR AND GAS I&C B
BAR006VDA | A
BAR006EAA | A
BAR007HCC-AAAAAA | SODIUM BISULFITE METERING PUMP A PUMPS CHLORINATION C
BAR007YBA-AAAB | AMMONIA FORWARDING PUMPS HRSG A AMMONIA FORWARDING SKID A
BAR007YCA-AAAB | PIPING VALVES AND RELATED EQUIPMENT AMMONIA SKID HRSG A A
BAR007WCB-AAAAAG | THERMOCOUPLE GAS TEMP INTO HP ECONOMZER BOILER B BLBTE305A HRSG B HP EVAPORATOR SECTION TUBING EVAPORATOR HP TUBING B
BAR006E | GENERATOR
BAR006S | AIR
BAR007Z | COMPUTER EQUIPMENT
BAR007FJC-ABAAAG | VALVE LP STEAM SHUTOFF LPSMV300 TWIP SYSTEM @ STEAM TURBINE TWIP SYSTEM C
BAR007FJC-ABAAAKAM | THERMOCOUPLE MAINSTEAM TWIP MSTE002A INSTRUMENTS AND CONTROLS TWIP SYSTEM @ STEAM TURBINE TWIP SYSTEM C
BAR007VAA-AEAAAC | TRANSMITTER A COMPRESSOR DISCH PRESS 96CD1 INLET AIR HEATING BLEED HEAT AIR AND GAS I&C A
BAR007VBB-ABAA | EXCHANGER LUBE OIL HEAT LOHX1 COOLERS B
BAR007WAC-ABAG | PIPING VALVES AND RELATED EQUIPMENT TANK C
BAR007WBA-AAAB | VALVE HRSG A MAIN STEAM STARTUP VENT MOV MSAPV005 MAIN STEAM PIPING AND VALVES A
BAR007WBA-AAAFAB | INDICATOR MAIN STEAM A PRESSURE MSAPI005 MAIN STEAM I & C MAIN STEAM PIPING AND VALVES A
BAR007VBB-ACAA | FILTERS LUBE OIL FILTERS/STRAINERS B
BAR007VCA-ADAB | SWITCH A HYDRAULIC OIL FILTER DIFF PRESS ALARM 63HF1 HYDRAULIC CONTROLS I&C A
BAR007SAC-AEAAAJ | TRANSMITTER INSTRUMENT AIR PRESSURE IAPT003 PIPING & VALVES INSTRUMENT AIR CONTROL AIR I&C C
BAR007SBC-AAAF | VALVE NONESSENTIAL AIR SHUTOFF SAFV006 SERVICE AIR C VALVES PIPING AND RELATED EQUIPMENT C
BAR007VAA-AAADAC | SWITCH A TURBINE INLET AIR FILTER EXCESS PRESS DROP 63TF2A INLET AIR INSTRUMENTS AND CONTROLS INLET AIR FILTERS A
BAR007VBB-AAADAC | VALVE CHECK DISCHARGE LUBE OIL #2 PUMP PUMPS B
BAR007FFC-ADABAV | SWITCH LUBE OIL LOW PRESS ALARM PS270A INSTRUMENTS AND CONTROLS TANKS C
BAR007VBB-AEAAAE | TANK GAS TURBINE LUBE OIL LUBE OIL TANK FILTERS & PIPING TANKS B
BAR007VBB-AEABAH | SWITCH B LUBE OIL HEADER HIGH TEMP ALARM 26QA1 LUBE OIL TANK FILTERS & PIPING I & C TANKS B
BAR007VCB-AAAAAA | PUMP 88HQ1 HYDRAULIC PUMP #1 PUMPS B
BAR007FJC-AAAR | VALVE REHEAT INTERCEPT #2 VALVES C
BAR007VAB-AEABAH | SWITCH B TURBINE COMP PRESSURE 63AT2 HEAT & VENT SYSTEM AIR AND GAS I&C B
BAR007VBB-AAAAAD | PUMP 88QE1 EMERGENCY LUBE OIL PUMP PUMPS B
BAR007HKC-AAAAAJAG | ELEMENT CIRC WTR MAKEUP FLOW ORIFICE CWMFE003 CIRCULATING WATER MAKEUP PIPING & VALVES @ TOWER COOLING TOWER STRUCTURE AND BASIN FORCED DRAFT COOLING TOWER C
BAR007GAB-AAAAAD | LIGHTING ARRESTORS MAIN POWER TRANSFORMER 6B MAIN POWER TRANSFORMER B
BAR007GAC-AAAAABAA | PUMP OIL COOLER PUMP MAIN POWER TRANSFORMER 6C MAIN POWER TRANSFORMER C
BAR007ZAC-AAAAACAF | DCS DROP 211 OPERATOR CONSOLE HARDWARE ASSOCIATED WITH MARK VIe MARK VIe C
BAR007ZAC-ABAAAAAA | CABINET #11 CABINETS HARDWARE ASSOCIATED WITH OVATION OVATION C
BAR007ZBC-AAAE | GENERAL SERVICE WATER DISTRIBUTED CONTROL SYSTEM C
BAR007ZBC-AAAM | HEAT RECOVERY STEAM GENERATOR DISTRIBUTED CONTROL SYSTEM C
BAR007ZBC-ACAB | ALARMS ANNUNCIATIONS C
BAR007VAB-ABAAAD | PUMP 88AC1 INLET FILTER EVAPORATIVE PUMP #1 INLET COOLING B
BAR007VAB-ABAC | COOLING MEDIA INLET COOLING B
BAR006ZCC-AA | HARDWARE ASSOCIATED WITH MATERIALS MANAGEMENT C
BAR007DDA-AAAAAE | VALVE ISOLATION FROM MAIN HEADER GAS PIPING & VALVES HEADER TO FUEL GAS HEATER PIPING AND VALVES A
BAR007SAC-ABABAD | VALVE CONTROL DRYER #2 AIR DRYERS C
BAR007GAC-AAAAAEAC | GAGE NITROGEN SYSTEM MAIN POWER TRANSFORMER 6C MAIN POWER TRANSFORMER C
BAR007MCB-AAAAAAAC | BREAKER PHOSPHATE #2 PUMP PHOSPHATE FEED PUMPS B
BAR007MCB-AAAAABAA | MOTOR PHOSPHATE #4 PUMP PHOSPHATE FEED PUMPS B
BAR007MCB-ABAA | TANK PHOSPHATE DILUTION #2 TANKS B
BAR007VAB-ADAA | VALVE B INLET BLEED HEAT QUICK EXHAUSTER VA421 INLET BLEED HEAT B
BAR007VFA-AAAA | ORIFICE TURBINE GAS FLOW GAS A
BAR007VFA-AAAB | PIPING MISC SS NATURAL GAS PM HEADERS A
BAR007VFB-AAAG | VALVE B FUEL GAS CONTROL VGC4 GAS B
BAR007WCB-AAABAC | THERMOCOUPLE GAS TEMP INTO SPRHTR NO. 1 BOILER B BLBTE301C TUBING SUPERHEATER #1 HP TUBING B
BAR007WCB-AAADAH | THERMOCOUPLE HP SPRHTR NO. 3 TUBE TEMP BOILER B BLBTE092B TUBING SUPERHEATER #3 HP TUBING B
BAR007WCB-AAAJAE | THERMOCOUPLE HP ECON FEEDWATER B OUT TEMP FWBTE020 HRSG B HP ECONOMIZER SECTION HP TUBING B
BAR007VGB-ABAJ | BLADES STAGE 4 ROTATING COMPRESSOR B
BAR006YEB-ABAA | SCR CATALYST HRSG B CATALYST B
BAR007WBA-AFAJAA | THERMOCOUPLE IP BYPASS DRAIN A TEMP IPBTE175 HRSG A STEAM BYPASS SYSTEM IP I & C IP BYPASS PIPING AND VALVES A
BAR007WBB-ACAFAG | TRANSMITTER RH ATTEMP SPRAY WTR FLOW FWBFT402 HOT REHEAT SPRAY WATER I & C HOT REHEAT PIPING AND VALVES B
BAR007WBB-ADAB | VALVE FEEDWATER PREHEATER INLET SAFETY CDBSR205 LP STEAM PIPING AND VALVES B
BAR007WCA-AAACAB | THERMOCOUPLE GAS TEMP OUT OF SPRHTR NO. 2 BOILER A BLATE302D TUBING SUPERHEATER #2 HP TUBING A
BAR007WCA-AAADAB | THERMOCOUPLE GAS TEMP INTO SPHTR NO. 3. BOILER A BLATE303D TUBING SUPERHEATER #3 HP TUBING A
BAR007MAB-AAAAAF | VALVE CHECK BOILER FEED PUMP B1 PUMPS B
BAR007HDC-ABABAA | VALVE #7 CONDENSER MANUAL ISO VALVE WEST INLET WATERBOX WEST CONDENSER WATERBOX AND RELATED EQUIPMENT C
BAR007HDC-ABAAAB | VALVE #7 CONDENSER MANUAL ISO VALVE EAST OUTLET WATERBOX EAST CONDENSER WATERBOX AND RELATED EQUIPMENT C
BAR007HDC-ABABAC | TRANSMITTER RH COND WTR BX DIFF PRESS CWPDT002 WATERBOX WEST CONDENSER WATERBOX AND RELATED EQUIPMENT C
BAR007HDC-ACAAAH | ELEMENT HOT LET BLOWDOWN FLOW ORIFICE CWFE001 PIPING & VALVES CIRC. WATER TO CONDENSER WATER BOX CONDENSER CIRCULATING WATER I&C C
BAR007HDC-ACAAAK | THERMOCOUPLE CIRC WATER TO COND TEMP CWTE001 PIPING & VALVES CIRC. WATER TO CONDENSER WATER BOX CONDENSER CIRCULATING WATER I&C C
BAR007VGA-AAAAAE | VALVE SERVO VANES VARIABLE INLET GUIDE INLET BELLMOUTH A
BAR007VGA-ABAA | FILTER SUPPLY AIR TO COMPRESSOR BLEED VALVES COMPRESSOR A
BAR007VGB-ABAX | BLADES STAGE 11 STATIONARY COMPRESSOR B
BAR006ZAC-AAAAACAE | DCS DROP 210 OPERATOR CONSOLE HARDWARE ASSOCIATED WITH MARK VIe MARK VIe C
BAR007WBA-AGAB | VALVE LP STEAM BYPASS PRESSURE CONTROL LPBAPV100 LP BYPASS PIPING AND VALVES A
BAR007WBA-AGAC | VALVE SPRAY WATER SHUTOFF DCS MANUAL DSHAMV280 LP BYPASS PIPING AND VALVES A
BAR007WBA-AHAC | VALVE A HOT REHEAT SHUTOFF HRHMV100 TWIP SYSTEM A
BAR007WBA-AHAE | VALVE A LOW PRESSURE STEAM MOV LPSMV075 TWIP SYSTEM A
BAR007WBB-AAAC | VALVE HRSG B MAIN STEAM STARTUP VENT MOV MSBPV005 MAIN STEAM PIPING AND VALVES B
BAR007WBB-ADAFAD | TRANSMITTER LP B ADMISSSION STEAM FLOW LPBFT001 INSTRUMENTS AND CONTROLS LP STEAM PIPING AND VALVES B
BAR007WBB-AEAFAA | THERMOCOUPLE HP STEAM BYPASS B TEMP HPBBTE103 HRSG B STEAM BYPASS SYSTEM HPI & C HP BYPASS PIPING AND VALVES B
BAR007LBC-AAABAF | MOTOR CONDENSATE PUMP #2 CDPU002 PUMPS C
BAR007LBC-AAABAGAA | INDICATOR CONDENSATE PUMP 002 DISCH PRESSURE CDPI002 PUMP CONDENSATE PUMP #2 CDPU002 PUMPS C
BAR007LHC-ABAAAD | VALVE 3WAY AQUEOUS AMMONIA PUMP PUMPS C
BAR007LHC-ABAAAE | TRANSMITTER PH CONTROL FOR CONDENSATE SYS PHFV001 AQUEOUS AMMONIA PUMP PUMPS C
BAR007MAA-AAABAC | BREAKER BOILER FEED PUMP A2 PUMPS A
BAR007MAA-AAABAJAAAA | PUMP LUBE OIL PUMP LUBE OIL SKID A2 BOILER FEED PUMP A2 PUMPS A
BAR007HEC-AAAAAD | VALVE DISCHARGE COOLING WATER PUMP CLOSED LOOP#1 PUMPS C
BAR007RAC-ABABAA | SPRINKLER FOG SYSTEM H2 SEAL OIL UNIT FIXED MANUAL HYDROGEN SEAL OIL SYSTEM FIRE PROTECTION STATIONS C
BAR007PAC-AJ | SHOWER
BAR007RAC-ABAAAA | SPRINKLER FOG SYSTEM TURBINE OIL CONDITIONER FIXED MANUAL TURBINE OIL FIRE PROTECTION STATIONS C
BAR007VEA-AAAAAAAB | MOTOR 88BN1 COOLING AIR FAN BEARING AREA 88BN1 FANS COOLING AIR SYSTEM A
BAR007VGA-ABAJ | BLADES STAGE 4 ROTATING COMPRESSOR A
BAR007VGA-ABBC | BLADES STAGE 13 ROTATING COMPRESSOR A
BAR007VKA-AAAAAG | VALVE MAIN STEAM SUPPLY TEMP CONTROL ASATV101 STEAM INJECTION POWER AUGMENTATION PIPING AND VALVES A
BAR007VKA-ABAAAA | SWITCH A STEAM AUG CONTROL VALVE LIMIT 33CJ2 STEAM INJECTION POWER AUGMENTATION WATER/STEAM INJECTION I&C A
BAR006ZAC-ABAAAAAG | CABINET Remote I/O #17 CABINETS HARDWARE ASSOCIATED WITH OVATION OVATION C
BAR006WJA-ABAC | VALVE HRSG A IP EVAP. BLOWDOWN MOV IPAMV166A HRSG A BLOWDOWN VALVES CONTINUOUS & INTERMITTENT A
BAR007LAC-AAACAD | THERMOCOUPLE CONDENSER TEMP CDTE003 INSTRUMENTS AND CONTROLS CONDENSER C
BAR007WFB-AA | PIPING AND VALVES B
BAR007WGA-AAAAAJ | TRANSMITTER HP DRUM PRESSURE BOILER A BLAPT049 DRUM HP DRUM A
BAR007WGB-ABAC | VALVE SAFETY BLBPSV103 IP DRUM B
BAR007WGB-ACAAAD | TRANSMITTER LP DRUM LEVEL BOILER B BLBLT248 DRUM LP DRUM B
BAR007DDA-AAAAAFAF | TRANSMITTER NATURAL GAS PRESSURE NGAPT001B TRANSMITTERS GAS PIPING & VALVES HEADER TO FUEL GAS HEATER PIPING AND VALVES A
BAR007DDA-AAAAAFAG | TRANSMITTER NATURAL GAS PRESSURE NGAPT001C TRANSMITTERS GAS PIPING & VALVES HEADER TO FUEL GAS HEATER PIPING AND VALVES A
BAR007WBA-ABAA | VALVE C.R. STEAM ISO MOV CRAMV101 IP/COLD REHEAT PIPING AND VALVES A
BAR007WBA-ABAGAD | THERMOCOUPLE COLD REHEAT A DRAIN TEMP CRHTE100 HRSG A COLD REHEATER I & C IP/COLD REHEAT PIPING AND VALVES A
BAR007WGA-ABAAAC | TRANSMITTER IP DRUM LEVEL BOILER A BLALT140 DRUM IP DRUM A
BAR007WGA-ABAAAF | TRANSMITTER IP DRUM PRESSURE BOILER A BLAPT141 DRUM IP DRUM A
BAR007WGA-ABAB | VALVE HRSG A IP DRUM PRESSURE CONTROL PEGGING STEAM IPAPV139 IP DRUM A
BAR007WGA-ACAAAC | TRANSMITTER LP DRUM LEVEL BOILER A BLALT244 DRUM LP DRUM A
BAR007HBC-AAAAAK | VALVE RECIRC MOV COOLING TOWER MAKEUP PUMP #3 PUMPS C
BAR007WGB-AEAAAE | GAUGE TEMPORY BOILOUT LEVEL GAUGE B BOILER BLBLG032B HRSG B DRUMS HEADERS LINKS DRUMS & TANKS I&C B
BAR007YAC-AAACAA | ARM UNLOADING AMMONIA LIQUID AMMONIA LIQUID PIPING VALVES AND RELATED EQUIPMENT UNLOADING STATION C
BAR007HKC-AAABACAB | GEARBOX COOLING TOWER FAN C CWCLC FANS FORCED DRAFT COOLING TOWER C
BAR007NDB-AAAAAF | ANALYZER HP BOILER MAIN STEAM HRSG B PH 436 WATER ANALYSIS ANALYZER PANEL INSTRUMENTS AND CONTROLS B
BAR007WHA-ADAC | INDICATOR BURNER SKID A INSTR AIR PRESSURE BMAPI001 DUCT BURNERS I&C A
BAR007YAC-ACAA | HEAT TRACING HEAT TRACING C
BAR007YAC-AEAAAD | PIPING SUPPRESSION TANK VAPOR AMMONIA SUPPRESSION SYSTEM FOR UNLOADING SKID & TANKS SUPPRESSION SYSTEM C
BAR007VBA-AAABAA | MOTOR 88ES1 EMERGENCY SEAL OIL PUMP PUMPS A
BAR007HKC-AAABAFAC | MOTOR COOLING TOWER FAN F CWCLF FANS FORCED DRAFT COOLING TOWER C
BAR007VAB-AEAAAB | SWITCH B INLET HEATING ISO VALVE LIMIT 33TH3 INLET AIR HEATING BLEED HEAT AIR AND GAS I&C B
BAR007VEB-ABAAAA | FAN 88TK1 EXHAUST FRAME FAN #1 EXHAUST FRAME COOLING B
BAR007VBA-AEAAAB | BREAKER A LO TANK IMMERSION HEATER 23QT123 TANK LUBE OIL FILTERS & PIPING TANKS A
BAR007VBA-AEAAAD | VALVE FILL TANK LUBE OIL FILTERS & PIPING TANKS A
BAR007VBA-AEABAF | SWITCH A LO TANK TEMPERATURE NORMAL 26QN1 LUBE OIL TANK FILTERS & PIPING I & C TANKS A
BAR007WCB-ADAB | TUBING EVAPORATOR LP TUBING B
BAR007WCB-AEABAB | THERMOCOUPLE GAS TEMP OUT OF FW PREHTR BOILER B BLBTE306B HRSG B LP FEEDWATER PREHEATER SECTION FEEDWATER PREHEATER TUBING B
BAR007WCB-AEABAC | THERMOCOUPLE GAS TEMP OUT OF FW PREHTR BOILER B BLBTE306C HRSG B LP FEEDWATER PREHEATER SECTION FEEDWATER PREHEATER TUBING B
BAR007WDA-AA | STRUCTURE STEEL HRSG A A
BAR007VEB-AAAAABAC | BREAKER COOLING AIR FAN LUBE OIL SKID 88BL2 FANS COOLING AIR SYSTEM B
BAR007VGB-AEAA | NOZZLES 1ST STAGE TURBINE B
BAR007DDB-AEAHAD | TRANSMITTER LOCATED ON FILTER SEPERATOR LEVEL NGBLT02A TRANSMITTERS FILTERS FINAL SEPARATORS B
BAR007EAA-AAAB | BREAKER 480V GENERATOR SPACE HEATER 23HG12 GENERATOR GAS TURBINE A
BAR006WJA-ACAB | GAUGE BLOWDOWN BOILER A LEVEL BLALG330 BLOWDOWN I&C A
BAR007MAB-ACABAE | TRANSMITTER HP BFP B SUCTION PRESSURE FWBPT001 BFP SUCTION SECTION BOILER FEED PUMP I&C B
BAR007MAB-ACADAC | ELEMENT IP B FEEDWATER FLOW FWBFE103 BFP IP DRUM FLOW SECTION BOILER FEED PUMP I&C B
BAR007HEC-ABACAC | VALVE CLC EXCHANGER ISO CLCMV003 PIPING CLC HEAT EXCHANGER COOLING WATER CCW COOLERS C
BAR007HEC-ACAA | TANK CLOSED LOOP COOLING WATER CLCTK001 TANKS C
BAR007WJA-AAAA | TANK HRSG A BLOWDOWN BLRTK001A TANKS A
BAR007WJA-ABAF | VALVE HRSG A LP EVAP. BLOWDOWN MOV LPAMV266B HRSG A BLOWDOWN VALVES CONTINUOUS & INTERMITTENT A
BAR007VEA-AAAAAHAC | BREAKER LOAD COMPARTMENT COOLING AIR FAN 88VG2 FANS COOLING AIR SYSTEM A
BAR007VEA-AAAB | FILTER SEALING AND COOLING AIR INTAKE COOLING AIR SYSTEM A
BAR007VGB-AFAA | BEARING TURBINE #1 BEARINGS B
BAR007VKB-AAAAAC | VALVE AUGMENTATION STEAM AUTOMATIC DRAIN ASBVD16B STEAM INJECTION POWER AUGMENTATION PIPING AND VALVES B
BAR006ZBC-AAAC | TURBINE DISTRIBUTED CONTROL SYSTEM C
BAR006WCA-AFABAB | THERMOCOUPLE GAS TEMP OUT OF FW PREHTR BOILER A BLATE306D HRSG A LP FEEDWATER PREHEATER SECTION FEEDWATER PREHEATER TUBING A
BAR006WCA-AFABAC | THERMOCOUPLE GAS TEMP OUT OF PREHTR BOILER A BLATE306A HRSG A LP FEEDWATER PREHEATER SECTION FEEDWATER PREHEATER TUBING A
BAR006WCB-AAADAE | THERMOCOUPLE HP SPRHTR NO. 3 TUBE TEMP BOILER B BLBTE091A TUBING SUPERHEATER #3 HP TUBING B
BAR006WCB-ABAB | TUBING ECONOMIZER #2 HRSG B HP ECONOMIZER HP B
BAR007WBB-AAAFAA | INDICATOR MAIN STEAM B PRESSURE MSBPI005 MAIN STEAM I & C MAIN STEAM PIPING AND VALVES B
BAR007WBB-AAAFAC | THERMOCOUPLE MAINSTEAM B TEMP B TURBINE MSBTE007 MAIN STEAM I & C MAIN STEAM PIPING AND VALVES B
BAR007WBB-AAAFAD | THERMOCOUPLE MAINSTEAM B TEMP MSBTE001 MAIN STEAM I & C MAIN STEAM PIPING AND VALVES B
BAR007WBB-AFAC | VALVE IP STEAM BYP ISO MOV IPBBMV100 IP BYPASS PIPING AND VALVES B
BAR007WBB-AFADAC | THERMOCOUPLE IP BYPASS DRAIN B TEMP IPBTE180 HRSG B STEAM BYPASS SYSTEM IP I & C IP BYPASS PIPING AND VALVES B
BAR007WBB-AHACAA | THERMOCOUPLE LP BYPASS STEAM B PRESS LPBBTE103 HRSG B STEAM BYPASS SYSTEM LP I & C LP BYPASS PIPING AND VALVES B
BAR007WBB-AJAA | VALVE SPRAY WATER SHUTOFF DCS MANUAL DSHBMV280 LP BYPASS ATTEMPERATOR SPRAY & VALVES B
BAR007WCB-AAAAAD | THERMOCOUPLE HP EVAPORATOR TUBE TEMP BOILER B BLBTE098A TUBING EVAPORATOR HP TUBING B
BAR007MAA-ABAAAD | VALVE LP DRUM DUMP FWAPV003 BFP MINIMUM FLOW PIPING & VALVES PIPING AND VALVES A
BAR007MAA-ABABAE | VALVE IP ECONOMIZER ISO MOV FWAMV177 BFP HP DRUM FLOW PIPING & VALVES HRSG A PIPING AND VALVES A
BAR007HEC-AEAF | INDICATOR COND MAKEUP PRESSURE CWMPI002 SERVICE WATER I&C C
BAR007SAC-AAAAAAAB | INDICATOR AIR COMP A AFTER COOLER TEMPERATURE CLCTI003 COMPRESSOR COMPRESSOR #1 COMPRESSORS C
BAR007SAC-AAABAAAA | INDICATOR AIR COMP B AFTER COOLER PRESSURE CLCPI001 COMPRESSOR COMPRESSOR #2 COMPRESSORS C
BAR007YAC-AAAAAD | VALVE CHECK NITROGEN AUX. CONNECTION NITROGEN PIPING VALVES AND RELATED EQUIPMENT UNLOADING STATION C
BAR007VGA-ACAA | VALVE COMPRESSOR BLEED #1 COMPRESSOR PIPING AND VALVES A
BAR007VGA-ADAB | DETECTORS FLAME COMBUSTION CHAMBER A
BAR007VGA-ADAE | IGNITORS COMBUSTION CHAMBER A
BAR007VGA-AEAE | SHROUDS 2ND STAGE TURBINE A
BAR007VGA-AFAB | BEARING TURBINE #2 BEARINGS A
BAR007YAC-AEAAAF | VALVE DRAIN TANK SUPPRESSION AMMONIA SUPPRESSION SYSTEM FOR UNLOADING SKID & TANKS SUPPRESSION SYSTEM C
BAR007YBA-AAAAAC | VALVE PURGE FORWARDING SKID STRAINER AMMONIA FORWARDING SKID PIPING AND RELATED HRSG A AMMONIA FORWARDING SKID A
BAR007YBA-AAAAAF | VALVE CHECK PUMP BYPASS AMMONIA FORWARDING SKID PIPING AND RELATED HRSG A AMMONIA FORWARDING SKID A
BAR007YBA-AAABAAAC | BREAKER AMMONIA FORWARDING PUMP A AMMONIA FORWARDING PUMPS HRSG A AMMONIA FORWARDING SKID A
BAR007YBA-AAAAAL | VALVE RELIEF FORWARDING SKID SUPPLY AMMONIA FORWARDING SKID PIPING AND RELATED HRSG A AMMONIA FORWARDING SKID A
BAR007YBA-AAABAAAE | VALVE ISOLATION PUMP SUCTION AMMONIA FORWARDING PUMP A AMMONIA FORWARDING PUMPS HRSG A AMMONIA FORWARDING SKID A
BAR007VKB-ABAAAG | THERMOCOUPLE AUG STEAM B SPRAY WTR TEMP DSHBTE001 STEAM INJECTION POWER AUGMENTATION WATER/STEAM INJECTION I&C B
BAR007VKB-ABAAAL | THERMOCOUPLE AUGMENTATION STEAM B TEMPERATURE ASATESTAJ1B STEAM INJECTION POWER AUGMENTATION WATER/STEAM INJECTION I&C B
BAR007LAC-ABAAAA | TRANSMITTER CONDENSER HOTWELL LEVEL CDLT001 HOTWELL HOTWELL C
BAR007LAC-ABAAAB | TRANSMITTER CONDENSER HOTWELL LEVEL CDLT001A HOTWELL HOTWELL C
BAR007LFA-AAABAB | INDICATOR LOW PRESSURE ECON A CONDESATE PRESSURE CDAPI212 INSTRUMENTS AND CONTROLS PIPING AND VALVES A
BAR007LFB-AAABAA | INDICATOR DEAERATOR BOILER B TEMPERATURE BLBTI205 INSTRUMENTS AND CONTROLS PIPING AND VALVES B
BAR007LFB-AAABAC | THERMOCOUPLE CONDENSATE B TEMP CDBTE220 INSTRUMENTS AND CONTROLS PIPING AND VALVES B
BAR007MAA-ACACAC | ELEMENT HP BFP A DISCH FLOW FWAFE001 BFP HP DRUM FLOW SECTION BOILER FEED PUMP I&C A
BAR007VGA-AGACAA | TRANSMITTER A INLET GUIDE VANE POSITION 96TV1 VANES VARIABLE INLET GUIDE GAS TURBINE I&C A
BAR007YBB-AAABABAF | VALVE ISOLATION PUMP SUCTION AMMONIA FORWARDING PUMP B AMMONIA FORWARDING PUMPS HRSG B AMMONIA FORWARDING SKID B
BAR007YCA-AAAAAAAA | FAN DILUTION AIR FAN #1 HRSG A DILUTION AIR FAN AMMONIA SKID HRSG A A
BAR007YCA-AAAAABAA | FAN DILUTION AIR FAN #2 HRSG A DILUTION AIR FAN AMMONIA SKID HRSG A A
BAR007WBA-AEAFAB | THERMOCOUPLE HP STEAM BYPASS A TEMP HPBATE104 HRSG A STEAM BYPASS SYSTEM HP I & C HP BYPASS PIPING AND VALVES A
BAR007LAC-ADAAAE | PUMP CONDENSER VACUUM PUMP 7A SKID VACUUM PUMPS C
BAR007LAC-ADABAB | MOTOR CONDENSER VACUUM PUMP 7B SKID VACUUM PUMPS C
BAR007WGA-ACAB | VALVE SAFETY LPAPSV202 LP DRUM A
BAR007NDC-AAABAG | ANALYZER SILICA BOTTOM WEST 672 WATER ANALYSIS ANALYZER PANEL INSTRUMENTS AND CONTROLS C
BAR007NDC-AAABAM | ANALYZER SODIUM TOP EAST 594 WATER ANALYSIS ANALYZER PANEL INSTRUMENTS AND CONTROLS C
BAR007PAA-ACAC | HEATER A FUEL GAS COMPT SPACE 23VS1 COMPARTMENT ACCESSORY A
BAR007YCA-AAACAD | TRANSMITTER AMMONIA HDR PRESS SCAPIT502 AMMONIA VAPORIZATION I&C AMMONIA SKID HRSG A A
BAR007YCA-AAACAC | TRANSMITTER AMMONIA HDR FLOW SCAFIT502 AMMONIA VAPORIZATION I&C AMMONIA SKID HRSG A A
BAR007WBA-AFAG | VALVE 7A IP BYPASS 1ST NOZ WATER CONT VLV DSHATV221 STARTUP IP BYPASS PIPING AND VALVES A
BAR007DDB-AEAC | FILTER GAS SUPPLY FILTERS FINAL SEPARATORS B
BAR007PAA-ACAF | BREAKER A GAS VALVE HUMIDITY PROTECTION HEATER 23VL3 COMPARTMENT ACCESSORY A
BAR007WEB-AAABAB | BREAKER ECONOMIZER RECIRCULATING PUMP #4B PUMPS B
BAR007YCC-AAAA | VAPORIZER DILUTION AIR FAN C
BAR007FFC-ADAAAB | FILTER LUBE OIL FILTER #2 LUBE OIL TANK FILTERS & PIPING TANKS C
BAR006WCB-ADAB | TUBING #2 REHEATER HRSG B REHEATER TUBING B
BAR006YBA-AAAAAB | VALVE ISOLATION FORWARDING SKID STRAINER AMMONIA FORWARDING SKID PIPING AND RELATED HRSG A AMMONIA FORWARDING SKID A A
BAR006YBA-AAAAAL | VALVE RELIEF FORWARDING SKID SUPPLY AMMONIA FORWARDING SKID PIPING AND RELATED HRSG A AMMONIA FORWARDING SKID A A
BAR006YBA-AAABAAAA | PUMP AMMONIA FORWARDING PUMP A AMMONIA FORWARDING PUMPS HRSG A AMMONIA FORWARDING SKID A A
BAR007EBB-AAAH | COOLER GAS TURBINE EXCITER B
BAR007ECB-AAAAAA | MOTOR 88QS1 AUXILIARY SEAL OIL PUMP PUMPS B
BAR007FAC-ABAK | TRANSMITTER MAIN STEAM PRESS DIFF MSPDT203B HIGH PRESSURE I&C C
BAR007FDC-AAABAA | PUMP HYDRAULIC FLUID CIRC. PUMP PUMPS C
BAR007FDC-AEAAAG | SWITCH LOW HYD FLUID TRIP AND ALARM PS281D HYDRAULIC OIL SYSTEM EHC HYDRAULIC CONTROLS I&C C
BAR007EAC-ABAL | INDICATOR TURB H2 COOLER PRESS DIFF CLCPDI003 GENERATOR I&C C
BAR007EBA-AAAD | COUPLING GAS TURBINE EXCITER A
BAR007ECB-AC | TANK B
BAR007EFC-AAAA | CO2 PIPING & VALVES TO ST GENERATOR VALVES AND PIPING C
BAR007EAC-AAAM | HEATER SPACE HEATERGENERATOR UNIT COOLECTOR GENERATOR STEAM TURBINE C
BAR007EBA-AAAF | BREAKER GENERATOR FIELD GAS TURBINE EXCITER A
BAR007FDC-AEAAAD | SWITCH HYD FLUID PUMP A DISCHARGE PRESS PS280A HYDRAULIC OIL SYSTEM EHC HYDRAULIC CONTROLS I&C C
BAR007DDB-AAADAG | TRANSMITTER B GAS FUEL NOZZLE PRESS PM3 96GC3 GAS REGULATING & SAFETY SHUTOFF VALVES B PIPING AND VALVES B
BAR006WEB-AAAAAF | PUMP ECONOMIZER RECIRCULATING PUMP #3B PUMPS B
BAR006WEB-AAABAE | VALVE DISCHARGE CHECK ECONOMIZER RECIRCULATING PUMP #4B PUMPS B
BAR006WEB-ABAAAB | VALVE ECON RECIRC TEMP CONTROL CDBTV227 HRSG B ECON RECIRCULATING PIPING AND VALVES PIPING VALVES AND RELATED EQUIPMENT B
BAR006WGB-AEAAAN | INDICATOR DRUM LEVEL BOILER B BLBLI034 HRSG B DRUMS HEADERS LINKS DRUMS & TANKS I&C B
BAR006WGB-AEAAAQ | INDICATOR DRUM LEVEL BOILER B BLBLI134 HRSG B DRUMS HEADERS LINKS DRUMS & TANKS I&C B
BAR006YBA-AAABABAA | PUMP AMMONIA FORWARDING PUMP B AMMONIA FORWARDING PUMPS HRSG A AMMONIA FORWARDING SKID A A
BAR007FFC-AAAAADAA | MOTOR LUBE OIL PUMP #2 LUBE OIL PUMPS PUMPS C
BAR007EAA-AAAF | ROTOR GENERATOR GAS TURBINE A
BAR007EAB-AAAD | BEARING OUTBOARD GENERATOR GAS TURBINE B
BAR006YCA-AAACAE | TRANSMITTER AMMONIA HDR TEMPERATURE SCATT502 AMMONIA VAPORIZATION I&C AMMONIA SKID HRSG A A
BAR007ECA-AAAAAB | BREAKER AUXILIARY SEAL OIL PUMP PUMPS A
BAR007ECA-ABAA | REGULATOR AIR SIDE VALVES AND PIPING A
BAR007ECB-ADAE | SWITCH B SEAL OIL DIFF PRESS TRIP 63ST1B INSTRUMENTS AND CONTROLS B
BAR007FAC-ABAQAE | PROBE NO. 1 AXIAL POSITION PROXIMITOR TURBINE PROTECTION HIGH PRESSURE I&C C
BAR007FAC-ABAQAH | PROXIMITER NO. 1 BRG YAXIS FOR VP1YD TURBINE PROTECTION HIGH PRESSURE I&C C
BAR007FAC-ABAQAJ | PROXIMITER NO. 1 BRG XAXIS FOR VP1XD TURBINE PROTECTION HIGH PRESSURE I&C C
BAR007FAC-ABAQAL | PROBE SPEED #1 PRIMARY ST201A TURBINE PROTECTION HIGH PRESSURE I&C C
BAR007EAC-ABAC | TRANSMITTER GENERATOR ROTOR FAN PRESS DIFF PDT292 GENERATOR I&C C
BAR007EAC-ABAE | INDICATOR STEAM TURB H2 COOLER PRESS DIFF CLCPDI004 GENERATOR I&C C
BAR007EFA-ABAF | TRANSMITTER GT A CELL #1 QUALITY SIGNAL QT290A INSTRUMENTS AND CONTROLS A
BAR007FAC-ABAQAN | PROBE NO. 2 AXIAL POSITION PROXIMITOR TURBINE PROTECTION HIGH PRESSURE I&C C
BAR006WGA-AAAAAH | THERMOCOUPLE HP DRUM SKIN TEMP BOILER A BLATE094 DRUM HP DRUM A
BAR006WGA-AAAC | VALVE SAFETY BLAPSV003 HP DRUM A
BAR006WGA-ABAAAG | TRANSMITTER IP DRUM PRESSURE BOILER A BLAPT149 DRUM IP DRUM A
BAR006WGA-ABAB | VALVE HRSG A IP DRUM PRESSURE CONTROL PEGGING STEAM IPAPV139 IP DRUM A
BAR006WGA-ADAB | HEADER IP HEADERS A
BAR006WGA-AEAAAD | GAUGE DRUM LEVEL GAUGE/TIE BAR ASSEMBLY A BOILER BLALG13 HRSG A DRUMS HEADERS LINKS DRUMS TANKS I&C A
BAR006YAC-ADABAB | VALVE ISOLATION FUTURE AMMONIA TANKS LIQUID FILL AMMONIA PIPING AND VALVES C TO BOTH TANKS TANKS C
BAR007EAC-AAAB | FILTER INTAKE BRUSHBOX GENERATOR STEAM TURBINE C
BAR007EBB-AAAF | BREAKER GENERATOR FIELD GAS TURBINE EXCITER B
BAR007FAC-ABAQBS | PROBE REFERENCE PROBE RP1 TURBINE PROTECTION HIGH PRESSURE I&C C
BAR007FAC-ABAQBT | SWITCH SHORTING TYPE SWITCH TURBINE PROTECTION HIGH PRESSURE I&C C
BAR007FCC-ACAA | INDICATOR LP A ADMISSION STEAM PRESSURE LPAPI205 LOW PRESSURE I&C C
BAR007FCC-ACAG | ELEMENT LP A ADMISSSION STEAM FLOW LPAFE001 LOW PRESSURE I&C C
BAR007FCC-ACAH | TRANSMITTER ADMISSION STEAM CONTROL VALVE DIFF PDT218 LOW PRESSURE I&C C
BAR007FCC-ACAMAA | TRANSMITTER LOW PRESSURE STEAM LPPT2181 MARK VIe CONTROL SYSTEM LOW PRESSURE I&C C
BAR007FDC-AEAAAE | SWITCH HYD FLUID PUMP B DISCHARGE PRESS PS280B HYDRAULIC OIL SYSTEM EHC HYDRAULIC CONTROLS I&C C
BAR006YAC-AEAAAC | NOZZLES SUPPRESSION TANK VAPOR AMMONIA SUPPRESSION SYSTEM FOR UNLOADING SKID & TANKS SUPPRESSION SYSTEM C
BAR006YAC-AFAAAC | PIPING POTABLE WATER AMMONIA UNLOADING AREA AMMONIA UNLOADING & STORAGE AREA PIPING PIPING AND ASSOCIATED VALVES C
BAR007FDC-AAACAC | VALVE DISCHARGE HYDRAULIC FLUID PUMP #1 PUMPS C
BAR007FDC-AAADAD | VALVE SUCTION HYDRAULIC FLUID PUMP #2 PUMPS C
BAR007FFC-AAAAACAE | VALVE CHECK DISCHARGE LUBE OIL PUMP #1 LUBE OIL PUMPS PUMPS C
BAR007FFC-AAAAACAF | VALVE SUCTION LUBE OIL PUMP #1 LUBE OIL PUMPS PUMPS C
BAR006WCA-ABAB | TUBING ECONOMIZER #2 HRSG A HP ECONOMIZER HP A
BAR006VGB-ACAA | VALVE COMPRESSOR BLEED #1 COMPRESSOR PIPING AND VALVES B
BAR006WBB-ACAFAA | ELEMENT RH ATTEMP B SPRAY WTR FLOW FWBFE402 HOT REHEAT SPRAY WATER I & C HOT REHEAT PIPING AND VALVES B
BAR006MCB-AAAAABAB | PUMP PHOSPHATE PUMP #4 HRSG B IP DRUM PHOSPHATE FEED PUMPS B
BAR006VGB-ADAD | LINERS COMBUSTION COMBUSTION CHAMBER B
BAR006WBB-AAAE | VALVE HP SUPERHEAT SAFETY MSBSR001 MAIN STEAM PIPING AND VALVES B
BAR006PAA-ACAA | BREAKER 480V ACCESS. COMP. LUBE OIL HEATER 23HL3 COMPARTMENT ACCESSORY A
BAR006PAA-ACAC | BREAKER A FUEL GAS COMPT SPACE HEATER COMPARTMENT ACCESSORY A
BAR006WBA-AHAG | VALVE A LOW PRESSURE STEAM MOV LPSMV150 TWIP SYSTEM A
BAR006WBA-AHAJ | VALVE A MAIN STEAM SHUTOFF MSMV150 TWIP SYSTEM A
BAR006WBB-AFAD | VALVE 6B HP BYPASS SPRAY WATER CONTROL VLV DSHBTV202 HP BYPASS PIPING AND VALVES B
BAR006VKA-ABAAAH | THERMOCOUPLE AUG STEAM A SPRAY WTR TEMP DSHATE001 STEAM INJECTION POWER AUGMENTATION WATER/STEAM INJECTION I&C A
BAR006VKA-ABAAAT | TRANSMITTER AUG. STEAM A TEMP PRESSURE ASAPT101 STEAM INJECTION POWER AUGMENTATION WATER/STEAM INJECTION I&C A
BAR006VKB-AAAAAL | VALVE TRAIN B AUGMENTATION STEAM VENT VALVE STEAM INJECTION POWER AUGMENTATION PIPING AND VALVES B
BAR006PAA-ADAAABAA | PUMP 2B SUMP PUMP EAST SUMP CT A AREA PUMPS A
BAR006PAB-ABAA | HEATER B SPACETURBINE COMPT 23HT3A COMBUSTION CHAMBER B
BAR006PAB-ABAB | HEATER B SPACETURBINE COMPT 23HT3B COMBUSTION CHAMBER B
BAR006WBB-AFAEAB | THERMOCOUPLE HP STEAM BYPASS B TEMP HPBBTE104 HRSG B STEAM BYPASS SYSTEM HPI & C ATTEMPERATOR VALVES & PIPING B
BAR006WBB-AMAE | VALVE STEAM AUG. VENT ASBMV125 STEAM AUGMENTATION PIPING AND VALVES B
BAR006WBA-ABAGAH | THERMOCOUPLE COLD REHEAT CRHTE150 INSTRUMENTS AND CONTROLS IP/COLD REHEAT PIPING AND VALVES A
BAR006WBA-ABAGAM | THERMOCOUPLE HP TURB A STEAM OUT TEMP CRATE003 INSTRUMENTS AND CONTROLS IP/COLD REHEAT PIPING AND VALVES A
BAR006WBA-ABAGAN | THERMOCOUPLE INTERM PRESS A STEAM TEMP CRATE101 INSTRUMENTS AND CONTROLS IP/COLD REHEAT PIPING AND VALVES A
BAR006PAC-AKAAAAAA | MOTOR WASTE WATER PUMP #1 STEAM TURBINE AREA SUMP PUMPS C
BAR007FFC-AAAAAAAG | PUMP EMERGENCY DC LUBE OIL PUMP LUBE OIL PUMPS PUMPS C
BAR006WCA-AAAAAD | THERMOCOUPLE HP EVAPORATOR TUBE TEMP BOILER A BLATE098A TUBING EVAPORATOR HP TUBING A
BAR006WCA-AAACAB | THERMOCOUPLE GAS TEMP OUT OF SPRHTR NO. 2 BOILER A BLATE302D TUBING SUPERHEATER #2 HP TUBING A
BAR006WCA-AAADAA | THERMOCOUPLE GAS TEMP INTO SPHTR NO. 3 BOILER A BLATE303C TUBING SUPERHEATER #3 HP TUBING A
BAR006NDA-AAAAAD | PORT HRSG A HOT REHEAT SAMPLE WATER ANALYSIS SAMPLE PANEL WATER SIDE INSTRUMENTS AND CONTROLS A
BAR006WBA-ACAEAB | ELEMENT HR A STEAM FLOW HRAFE001 HOT REHEAT INSTRUMENTS AND CONTROLS HOT REHEAT PIPING AND VALVES A
BAR006WBA-ACAD | VALVE STEAM ISO MOV HRAMV436 HOT REHEAT PIPING AND VALVES A
BAR006RCA-ABAAAB | SWITCH HIGH PRESSURE ALARM 63FP1B GAS TURBINE A FIRE PROTECTION SYSTEM CO2 CO2 I&C A
BAR006RCA-ABAAAE | SWITCH REFRIG CNTRL PRESS 63FP1C GAS TURBINE A FIRE PROTECTION SYSTEM CO2 CO2 I&C A
BAR006WBB-ABAGAJ | TRANSMITTER COLD REHEAT B STEAM FLOW CRBFT101 HRSG B COLD REHEATER INLET SECTION IP/COLD REHEAT PIPING AND VALVES B
BAR006FAC-ABAQBZ | TRANSMITTER LP INLET PRESS PT213C TURBINE PROTECTION HIGH PRESSURE I&C C
BAR006FCC-ABAC | TANK BLOWDOWN MSTK002 BLOWDOWN TANK & ACCESSORIES C
BAR006FCC-ACAF | THERMOCOUPLE LOW PRESSURE STEAM LPTE2271 LOW PRESSURE I&C C
BAR006PAB-ACAB | BREAKER B FUEL GAS COMPT SPACE HEATER COMPARTMENT ACCESSORY B
BAR007EBC-AA | STEAM TURBINE EXCITER C
BAR006HKC-AAABAKAA | FAN COOLING TOWER FAN K CWCLK FANS FORCED DRAFT COOLING TOWER C
BAR006LAC-AAAB | TUBES CONDENSER CONDENSER C
BAR006FDC-AAACAD | VALVE SUCTION HYDRAULIC FLUID PUMP #1 PUMPS C
BAR006PAB-ADAAAA | 3A SUMP PUMP WEST SUMP CT B AREA PUMPS B
BAR007FDC-AEAY | SWITCH HYD FLUID LOW PRESS PUMP A START PS281B HYDRAULIC CONTROLS I&C C
BAR006PAC-AKAAACAC | BREAKER A STEAM TURBINE WASTE WATER PUMP STEAM TURBINE AREA SUMP PUMPS C
BAR007WBA-ABAGAR | TRANSMITTER COLD REHEAT DRAIN LEVEL CRHLT200 HRSG A COLD REHEATER I & C IP/COLD REHEAT PIPING AND VALVES A
BAR006FAC-ABAQBT | SWITCH SHORTING TYPE SWITCH TURBINE PROTECTION S1 TURNING GEAR HIGH PRESSURE I&C C
BAR006BHA-AAAG | INSTRUMENTS & CONTROLS HRSG A CEMS EQUIPMENT
BAR007FDC-AC | TANKS C
BAR007WGA-ABAA | DRUM IP DRUM A
BAR006ZAC-AAAAACAB | CONSOLE MARK VIe GT1 SERVER OPERATOR CONSOLE HARDWARE ASSOCIATED WITH MARK VIe MARK VIe C
BAR007KCD-AL | TRANSFORMER RESERVE STATION SERVICE XFMR. 15KV/4160V 13.5/18
BAR007ZAC-AAAAACAD | DCS DROP 160 OPERATOR CONSOLE HARDWARE ASSOCIATED WITH MARK VIe MARK VIe C
BAR006WCB-ACADAB | THERMOCOUPLE GAS TEMP OUT OF IP SPRHTR BOILER B BLBTE304B HRSG B IP SECTION IP TUBING B
BAR007HBC-AAAB | COOLING TOWER MAKEUP PUMP #4 PUMPS C
BAR006HBC-AAAAAD | TRANSMITTER COOL TWR MAKEUP 1 PRESSURE CWMPT001 COOLING TOWER MAKEUP PUMP #1 PUMPS C
BAR007EBB-AAAA | EXCITER GAS TURBINE EXCITER B
BAR007WJB-ACAA | GAUGE BLOWDOWN BOILER B LEVEL BLBLG330 BLOWDOWN I&C B
BAR006PC-AAAAAE | AIR HANDLING UNITSHVAC
BAR006PC-AAAAAN | AIR HANDLING UNITSHVAC
BAR006PC-AAAAAM | AIR HANDLING UNITSHVAC
BAR007PC-AAAAAM | AIR HANDLING UNITSHVAC
BAR007VFB-AB | FUEL I&C B
BAR006WHB-ADAH | TRANSMITTER MAIN GAS B HEADER PRESSURE BMBPT032 DUCT BURNERS I&C B
BAR007VCA-ABAD | ACCUMULATOR PIPING AND VALVES AND OTHER RELATED EQUIPMENT A
BAR006FDC-AEBJ | TRANSMITTER HYDRAULIC FLUID PRESS PT281 HYDRAULIC CONTROLS I&C C
BAR006BHA-AAAC | ANALYZER HRSG A CO2 CEMS SIEMENS
BAR006EFC-AAAE | VALVE RELIEF 6C STEAM TURBINE GENERATOR CO2 INLET PRESSURE PSV2940 VALVES AND PIPING C
BAR006BHA-AAAJ | PUMP HRSG A CEMS CO2 VACUUM
BAR006BHA-AAAE | CONTROLLER HRSG A CEMS SPETRAPAK INTERFACE
BAR006GAB-AAAAAC | COOLING FAN MAIN POWER TRANSFORMER 6B MAIN POWER TRANSFORMER B
BAR006FFC-AAAAAA | EMERGENCY DC LUBE OIL PUMP LUBE OIL PUMPS PUMPS C
BAR006FFC-AAAAAD | LUBE OIL PUMP #2 LUBE OIL PUMPS PUMPS C
BAR006FFC-ACAA | LUBE OIL COOLERS COOLERS C
BAR006FHC-AAAA | TURNING GEAR TURNING GEAR C
BAR006FFC-ACAAAB | EXCHANGER #2 LUBE OIL HEAT HX2 LUBE OIL COOLERS COOLERS C
BAR006FFC-ADAAAB | FILTER LUBE OIL FILTER #2 LUBE OIL TANK FILTERS & PIPING TANKS C
BAR006FFC-ADABAA | ALARM HIGH LUBE OIL LEVEL LS260A INSTRUMENTS AND CONTROLS TANKS C
BAR006EAB-AAAH | COLLECTOR RINGS GENERATOR GAS TURBINE B
BAR006EAB-ABAC | DRAIN LUBE SYSTEM TEMPGENERATOR #1 BEARING DRAIN GENERATOR I&C B
BAR006EAB-ABAE | MONITOR BEARING METAL TEMPGENERATOR BEARING #1 GENERATOR I&C B
BAR006EAB-ABAJ | SENSOR GENERATOR B VIBRATION GENERATOR I&C B
BAR006HCC-AAAAABAB | MOTOR COOLING TOWER BIOCIDE B PUMP PUMPS CHLORINATION C
BAR006FDC-ABAF | VALVE B MAIN HYDRAULIC OIL SUPPLY PUMP PRESSURE RELIEF VR211 PIPING AND VALVES C
BAR006LAC-AAACAF | TRANSMITTER #1 CONDENSER EXHAUST VACUUM PRESSURE INSTRUMENTS AND CONTROLS PT210A CONDENSER C
BAR006LAC-ABAAAB | TRANSMITTER CONDENSER HOTWELL LEVEL CDLT001A HOTWELL HOTWELL C
BAR006LAC-ADAAAA | EXCHANGER VAPU001 CONDENSER VACUUM PUMP #1 SKID VACUUM PUMPS C
BAR006LAC-ACABAA | VALVE EXHAUST HOOD SPRAY AOVWSVGE EXHAUST HOOD SPRAY & CONDENSER SPRAY CURTAIN PIPING AND VALVES C
BAR006MAA-AAAAAE | VALVE SUCTION BOILER FEED PUMP A1 PUMPS A
BAR006VGA-ABAU | BLADES STAGE 9 ROTATING COMPRESSOR A
BAR006FDC-AEBE | SWITCH LOW HYD FLUID TRIP AND ALARM PS281E HYDRAULIC CONTROLS I&C C
BAR006FJC-AAAR | VALVE REHEAT INTERCEPT #2 VALVES C
BAR006FJC-AAAV | VALVE RH STOP A AFTER SEAT DRAIN MOVSSV4A VALVES C
BAR006ECA-ABAA | REGULATOR AIR SIDE VALVES AND PIPING A
BAR006HDC-ACABAE | THERMOCOUPLE CIRC WATER FROM COND TEMP CWTE004 PIPING & VALVES CIRC. WATER WATER BOX TO RISER VALVES CONDENSER CIRCULATING WATER I&C C
BAR006FEC-AAABAC | BREAKER GLAND EXHAUSTER BLOWER NO.2 TURBINE STEAM SEAL C
BAR006FEC-ABAJ | TRANSMITTER ST GLAND EXHAUST COND HIGH LEVEL 6LS232 STEAM SEAL I&C C
BAR006LBC-AAACAC | MOTOR CONDENSATE QUICK FILL & MAKEUP PUMP PUMPS C
BAR006LBC-AAACAE | VALVE CONDENSATE MAKEUP FLOW CONTROL CDMFV001 CONDENSATE QUICK FILL & MAKEUP PUMP PUMPS C
BAR006FJC-ABAAAKAA | THERMOCOUPLE HOT REHEAT TEMP HRHTE300 INSTRUMENTS AND CONTROLS TWIP SYSTEM @ STEAM TURBINE TWIP SYSTEM C
BAR006HEC-AAAAAD | VALVE SUCTION COOLING WATER PUMP CLOSED LOOP #1 PUMPS C
BAR006HEC-ABABAB | VALVE CLC EXCHANGER ISO CLCMV002 PIPING CLC HEAT EXCHANGER COOLING WATER CCW COOLERS C
BAR006LFA-AAAAAB | VALVE DEAERATOR VENT MOV BLAMV265B CONDENSATE TO HRSG A PIPING & VALVES PIPING AND VALVES A
BAR006FFC-AAAAABAD | VALVE SUCTION LUBE OIL CONDITIONING PUMP LUBE OIL PUMPS PUMPS C
BAR006EFB-AAAB | CO2 PIPING & VALVES TO GT B GENERATOR VALVES AND PIPING B
BAR006EFB-ABAC | SWITCH B HYDROGEN HEADER SUPPLY PRESS 63HH1 INSTRUMENTS AND CONTROLS B
BAR006FFC-AAAAABAE | PUMP LUBE OIL CONDITIONING PUMP LUBE OIL PUMPS PUMPS C
BAR006FFC-AAAAACAB | BREAKER LUBE OIL PUMP #1 LUBE OIL PUMPS PUMPS C
BAR006FFC-AAAAADAC | SWITCH C LUBE OIL PUMP NO.2 RUNNING PRESS PS267B LUBE OIL PUMP #2 LUBE OIL PUMPS PUMPS C
BAR006FFC-AAAAADAE | VALVE CHECK DISCHARGE LUBE OIL PUMP #2 LUBE OIL PUMPS PUMPS C
BAR006LFB-AAABAC | THERMOCOUPLE CONDENSATE B TEMP CDBTE220 INSTRUMENTS AND CONTROLS PIPING AND VALVES B
BAR006DDB-ADAC | FILTER GAS SUPPLY FILTERS FINAL SEPARATORS B
BAR006FAC-ABAD | THERMOCOUPLE MAINSTEAM TEMP MSTE2001 HIGH PRESSURE I&C C
BAR006FAC-ABAK | TRANSMITTER MAIN STEAM PRESS DIFF MSPDT203B HIGH PRESSURE I&C C
BAR006HKC-AAABABAD | SWITCH B COOLING TOWER FAN OIL LEVEL COOLING TOWER FAN B CWCLB FANS FORCED DRAFT COOLING TOWER C
BAR006FCC-ABAA | BLOWDOWN TANK BOOSTER PUMP BOCPU002 BLOWDOWN TANK & ACCESSORIES C
BAR006LFB-AAABAF | TRANSMITTER LOW PRESSURE ECON B CONDENSATE FLOW CDBFT203 INSTRUMENTS AND CONTROLS PIPING AND VALVES B
BAR006LHC-ABAA | VALVE AQUEOUS AMMONIA INJECTION ISOLATION AQUEOUS AMMONIA PUMP C
BAR006GAC-AAAAAEAB | REGULATORS NITROGEN SYSTEM MAIN POWER TRANSFORMER 6C MAIN POWER TRANSFORMER C
BAR006HBC-AAAAAF | VALVE DISCH CHECK COOLING TOWER MAKEUP PUMP #1 PUMPS C
BAR006FCC-ACAJ | TRANSMITTER LOW PRESSURE STEAM LPPT2181 LOW PRESSURE I&C C
BAR006HKC-AAABAHAC | MOTOR COOLING TOWER FAN H CWCLH FANS FORCED DRAFT COOLING TOWER C
BAR006KCC-ABAA | BREAKER FRAME 6 SUPPLY FROM #5 SS TRANSFORMER 4160 VOLT C
BAR006EAC-AAAN | HEATER HEATERGENERATOR COLLECTOR ENCLOSURE GENERATOR STEAM TURBINE C
BAR006EAC-ABAH | INDICATOR STEAM TURB H2 COOLER PRESS DIFF CLCPDI004 GENERATOR I&C C
BAR006FDC-ADABAC | BREAKER STEAM TURBINE HYDRAULIC COOLING FAN #2 MISCELLANEOUS EQUIPMENT C
BAR006LAC-ADAAAFAA | MOTOR CONDENSER VACUUM RECIRCULATION PUMP CONDENSER VACUUM PUMP A SKID VACUUM PUMPS C
BAR006DDA-AAAAAB | VALVE PRESS CONTROL BYPASS EQUALIZING NGAPV004 GAS PIPING & VALVES HEADER TO FUEL GAS HEATER PIPING AND VALVES A
BAR006DDA-AAAAAFAD | TRANSMITTER NAT GAS FLOW NGAFT001 TRANSMITTERS GAS PIPING & VALVES HEADER TO FUEL GAS HEATER PIPING AND VALVES A
BAR006DDA-AAABAB | VALVE FUEL GAS TEMPERATURE CONTROL FWATV010 FEEDWATER PIPING AND VALVES FOR FUEL GAS HEATER PIPING AND VALVES A
BAR006DDA-AAAAAFAJ | TRANSMITTER NATURAL GAS PRESSURE NGPT001B TRANSMITTERS GAS PIPING & VALVES HEADER TO FUEL GAS HEATER PIPING AND VALVES A
BAR006DDA-AAACAB | TRANSMITTER A FUEL GAS FLOW ORIFICE DIFF PRESS 96FF1 PIPING & VALVES SEPARATORS TO ACCESSORY MODULE A PIPING AND VALVES A
BAR006EBA-AAAE | RECTIFIERS GAS TURBINE EXCITER A
BAR006EBA-AAAD | COUPLING GAS TURBINE EXCITER A
BAR006HDC-AAABAD | BREAKER CIRCULATING WATER PUMP #2 PUMPS C
BAR006HDC-AAABAE | MOTOR CIRCULATING WATER PUMP #2 PUMPS C
BAR006HDC-AAABAFAA | TRANSMITTER CIRC WATER PUMP 2 DISCH PRESS CWPT002 PUMP CIRCULATING WATER PUMP #2 PUMPS C
BAR006HDC-ABAAAE | VALVE CWP #1 DISCHARGE MOV CWMV001 C
BAR006LAC-ADAAAFAC | TRANSMITTER CONDENSATE RECIRC PUMPS PRESS DIFF CDAPDT001 CONDENSER VACUUM RECIRCULATION PUMP CONDENSER VACUUM PUMP A SKID VACUUM PUMPS C
BAR006LAC-ADABAD | BREAKER CONDENSER VACUUM PUMP #2 SKID VACUUM PUMPS C
BAR006LAC-ADABAFAB | PUMP CONDENSER VACUUM RECIRCULATION PUMP CONDENSER VACUUM PUMP #2 SKID VACUUM PUMPS C
BAR006LBC-AAAAAA | FILTER 61 CONDENSATE PUMP MOTOR CONDENSATE PUMP #1 CDPU001 PUMPS C
BAR006LBC-AAAAAB | BREAKER CONDENSATE PUMP #1 CDPU001 PUMPS C
BAR006LBC-AAAAAD | VALVE ISOLATION SUCTION CONDENSATE PUMP #1 CDPU001 PUMPS C
BAR006FJC-AAAB | VALVE ADM CONTROL BEFORE SEAT DRAIN MOVSAD1A VALVES C
BAR006FJC-AAAG | VALVE MAIN STEAM CONTROL #1 VALVES C
BAR006VEA-AAAAAFAA | FAN COOLING AIR FAN TURBINE COMPARTMENT 88BT2 FANS COOLING AIR SYSTEM A
BAR006SAC-AAAAAAAD | INDICATOR AIR COMP A INTER COOLER TEMPERATURE CLCTI004 COMPRESSOR COMPRESSOR #1 COMPRESSORS C
BAR006SAC-AAAAAC | BREAKER COMPRESSOR #1 COMPRESSORS C
BAR006SAC-ACAAAB | DEMISTER TANK #1 TANKS C
BAR006VEB-ACAAAE | SWITCH B VENT AIR PRESSURE #2 BRG 63BN1 COOLING & SEALING AIR SYSTEM COOLING SYSTEM I&C B
BAR006VEB-ACAAAF | SWITCH B VENT AIR PRESSURE #2 BRG 63BN2 COOLING & SEALING AIR SYSTEM COOLING SYSTEM I&C B
BAR006VFA-AAAB | VALVE A FUEL GAS CONTROL VGC2 GAS A
BAR006VFA-AAAH | VALVE A STOP/SPEED RATIO VSR1 GAS A
BAR006VBA-AAADAD | PUMP 88QA2 LUBE OIL #2 PUMP PUMPS A
BAR006VBA-AAAEAA | SWITCH A EMERGENCY LUBE OIL PUMP RUNNING 63QE1 LUBE OIL PUMPS I & C PUMPS A
BAR006VBA-ADABAC | BREAKER MIST ELIMINATOR B VAPOR EXTRACTION A
BAR006VAA-ABABAD | PUMP 88AC2 INLET FILTER EVAPORATIVE PUMP #2 INLET COOLING A
BAR006VAA-ABAFAB | SWITCH A EVAP COOLER LOW WATER LEVEL 71AC2 EVAPORATIVE COOLING I & C INLET COOLING A
BAR006VAA-ADAB | VALVE A INLET HEATING CONTROL VA201 INLET BLEED HEAT A
BAR006VAA-AEAAAC | TRANSMITTER A COMPRESSOR DISCH PRESS 96CD1 INLET AIR HEATING BLEED HEAT AIR AND GAS I&C A
BAR006VBB-ABAB | EXCHANGER LUBE OIL HEAT LOHX2 COOLERS B
BAR006VBB-AEABAL | SWITCH B MAIN LUBE OIL FILTER DIFF PRESS ALARM 63QQ22 LUBE OIL TANK FILTERS & PIPING I & C TANKS B
BAR006VBB-AFABAA | SWITCH B LUBE OIL BRG HEADER PRESS 63QA1B LUBE OIL CONTROL & REGULATING VALVES I & C PIPING VALVES & RELATED EQUIPMENT B
BAR006VDA-AAAA | GEARBOX TURNING GEAR DRIVE TURNING GEAR A
BAR006RCB-ABAAAG | SWITCH EXTENDED DISCH PRESS ZONE2 80FP2E GAS TURBINE B FIRE PROTECTION SYSTEM CO2 CO2 I&C B
BAR006VAB-AEAAAE | TRANSMITTER B COMPRESSOR DISCH PRESS 96CD1C INLET AIR HEATING BLEED HEAT AIR AND GAS I&C B
BAR006VAB-AEABAB | SWITCH B ACCESORY COMP PRESS LOW ALARM 63AT4 HEAT & VENT SYSTEM AIR AND GAS I&C B
BAR006VEA-ACABAA | INDICATOR GAS TURBINEA BASE COOLER CLCTI012 TEMPERATURE COOLING WATER SYSTEM COOLING SYSTEM I&C A
BAR006VEB-AAAAABAA | FAN COOLING AIR FAN BEARING AREA 88BN2 FANS COOLING AIR SYSTEM B
BAR006VEB-AAAAADAB | MOTOR 88BL2 COOLING AIR FAN LUBE OIL SKID 88BL2 FANS COOLING AIR SYSTEM B
BAR006SAC-ACABAB | DEMISTER TANK #2 TANKS C
BAR006SAC-ADAAAH | TRANSMITTER INSTRUMENT AIR PRESSURE IAPT002 PIPING & VALVES INSTRUMENT AIR CONTROL AIR I&C C
BAR006VFA-ABAAAD | TRANSMITTER NATURAL GAS FLOW MARK VIe A GAS TURBINE GAS FUEL SYSTEM FUEL I&C A
BAR006VFB-ABAAAB | TRANSMITTER MAIN GAS B HEADER PRESSURE BMBPT032 GAS FUEL SYSTEM FUEL I&C B
BAR006VGA-ABAD | BLADES STAGE 2 STATIONARY COMPRESSOR A
BAR006SAC-AFAA | PIPING INSTRUMENT AIR PIPING MISCELLANEOUS PIPING AND VALVES C
BAR006SBC-AAAA | PIPING SERVICE AIR PIPING MISCELLANEOUS SERVICE AIR C VALVES PIPING AND RELATED EQUIPMENT C
BAR006SBC-AAAG | VALVE CT/HRSG A SERVICE AIR ISOLATION SERVICE AIR C VALVES PIPING AND RELATED EQUIPMENT A
BAR006VAA-AAAB | FILTER FINAL INLET AIR FILTERS A
BAR006VGA-ABAK | BLADES STAGE 5 STATIONARY COMPRESSOR A
BAR006VBA-AEABAJ | SWITCH A LUBE OIL TANK TEMP HEATERS ON/OFF 26QL1 LUBE OIL TANK FILTERS & PIPING I & C TANKS A
BAR006VBB-AAABAB | BREAKER EMERGENCY SEAL OIL PUMP PUMPS B
BAR007ZBC-AAAA | FUEL SUPPLY DISTRIBUTED CONTROL SYSTEM C
BAR006VAB-ABAAAA | MOTOR 88AC1 INLET FILTER EVAPORATIVE PUMP #1 INLET COOLING B
BAR006VCB-ABAA | FILTER HYDRAULIC OIL HYDRAULIC/TRIP OIL PIPING AND VALVES B
BAR006FCC-ACAMAB | TRANSMITTER LOW PRESSURE STEAM LPPT2182 MARK V CONTROL SYSTEM LOW PRESSURE I&C C
BAR006FJC-ABAAAH | VALVE MAIN STEAM DRAIN MSMV300 2 INCH TWIP SYSTEM @ STEAM TURBINE TWIP SYSTEM C
BAR006YBA-AAAAAC | VALVE PURGE FORWARDING SKID STRAINER AMMONIA FORWARDING SKID PIPING AND RELATED HRSG A AMMONIA FORWARDING SKID A A
BAR006WBB-ABAGAK | TRANSMITTER COLD REHEAT B STEAM PRESS CRBPT110 HRSG B COLD REHEATER INLET SECTION IP/COLD REHEAT PIPING AND VALVES B
BAR006WBA-AAAFAB | INDICATOR MAIN STEAM A PRESSURE MSAPI005 MAIN STEAM I & C MAIN STEAM PIPING AND VALVES A
BAR007MCA-AAAAAAAC | BREAKER PHOSPHATE #1 PUMP PHOSPHATE FEED PUMPS A
BAR006YBA-AAABAAAC | BREAKER AMMONIA FORWARDING PUMP A AMMONIA FORWARDING PUMPS HRSG A AMMONIA FORWARDING SKID A A
BAR007MCA-ABAA | TANK PHOSPHATE DILUTION #1 TANKS A
BAR007WEA-AA | PUMPS A
BAR006WHB-AAAA | FILTER GAS SUPPLY TO DUCT BURNER DUCT BURNER SKID B
BAR007DDB-ABAAAC | VALVE INLET ISOLATION NATURAL GAS HEATER FEEDWATER HEATERS B
BAR007SAC-ABABAB | FILTER INLET DRYER #2 AIR DRYERS C
BAR007WHA-AAAA | FILTER GAS SUPPLY TO DUCT BURNER DUCT BURNER SKID A
BAR007WHA-ACAB | PIPING & VALVES INTERCONNECTING SKID TO BURNERS HRSG A GAS PIPING AND VALVES A
BAR007FAC-ABAQBK | SWITCH PROXIMITY SWITCH ETD #1 TRIPPED ZE5000B TURBINE PROTECTION HIGH PRESSURE I&C C
BAR007FCC-ACAMAC | TRANSMITTER LOW PRESSURE STEAM LPPT2183 MARK VIe CONTROL SYSTEM LOW PRESSURE I&C C
BAR007SAC-AEAAAG | TRANSMITTER B DEW POINT SENSOR TEMPERATURE 96TD1A PIPING & VALVES INSTRUMENT AIR CONTROL AIR I&C C
BAR007FFC-ADAAAA | FILTER LUBE OIL FILTER #1 LUBE OIL TANK FILTERS & PIPING TANKS C
BAR007HDC-ACABAB | INDICATOR CIR WTR FROM COND PRESSURE CWPI006 PIPING & VALVES CIRC. WATER WATER BOX TO RISER VALVES CONDENSER CIRCULATING WATER I&C C
BAR007FFC-ADABAG | ALARM LUBE OIL FILTER HIGH DIFF PS271B INSTRUMENTS AND CONTROLS TANKS C
BAR007WCA-AAAAAE | THERMOCOUPLE HP EVAPORATOR TUBE TEMP BOILER A BLATE097B TUBING EVAPORATOR HP TUBING A
BAR007FFC-AAAAADAB | SWITCH LUBE OIL PUMP NO.2 RUNNING PRESS PS267B LUBE OIL PUMP #2 LUBE OIL PUMPS PUMPS C
BAR006WJB-AC | BLOWDOWN I&C B
BAR007NCC-AAAA | SUPPLY EYE WASH / SHOWER STATIONS POTABLE H20 VALVES AND PIPING C
BAR007EFC-AB | GAS I&C C
BAR007NDA-AAAAAD | ANALYZER HP BOILER DRUM HRSG A PH 212 WATER ANALYSIS ANALYZER PANEL INSTRUMENTS AND CONTROLS A
BAR007EAC-ABAD | INDICATOR STEAM TURB H2 COOLER PRESS DIFF CLCPDI002 GENERATOR I&C C
BAR006WCA-AAABAD | THERMOCOUPLE GAS TEMP INTO SPRHTR NO. 1 BOILER A BLATE301D TUBING SUPERHEATER #1 HP TUBING A
BAR007MCB | B
BAR006WHB-AAAC | VALVE DUCT BURNER PRESS REDUCING VALVE REGULATOR B HRSG DUCT BURNER SKID B
BAR007KCB | B
BAR007LFB | B
BAR007LFA-AAABAE | THERMOCOUPLE CONDENSATE A TEMP CDATE220 INSTRUMENTS AND CONTROLS PIPING AND VALVES A
BAR006WCA-ADACAD | THERMOCOUPLE REHEAT NO. 2 TUBE TEMP BOILER A BLATE493A HRSG A REHEATER TUBING I & C REHEATER TUBING A
BAR007HKC-AAAAAJAF | TRANSMITTER HOT LEG BLOWDOWN FLOW CWFT001 CIRCULATING WATER MAKEUP PIPING & VALVES @ TOWER COOLING TOWER STRUCTURE AND BASIN FORCED DRAFT COOLING TOWER C
BAR006NC | POTABLE WATER
BAR007DD | GAS SUPPLY
BAR007FFC-ADABAE | ALARM LOW LUBE OIL LEVEL LS260E ALARM AND TRIP C INSTRUMENTS AND CONTROLS TANKS C
BAR007WGA-AEAAAK | INDICATOR DRUM LEVEL BOILER A BLALI133 HRSG A DRUMS HEADERS LINKS DRUMS TANKS I&C A
BAR007HKC-AAABAJAB | GEARBOX COOLING TOWER FAN J CWCLJ FANS FORCED DRAFT COOLING TOWER C
BAR007HKC-AAABAKAC | MOTOR COOLING TOWER FAN K CWCLK FANS FORCED DRAFT COOLING TOWER C
BAR006ZBC-ABAC | TRENDING CONTROL ROOM INDICATIONS C
BAR007RCB-ABAAAK | SWITCH HIGH PRESSURE ALARM 63FP1B GAS TURBINE B FIRE PROTECTION SYSTEM CO2 CO2 I&C B
BAR006WJB-ABAG | VALVE HP DRUM TO BLOWDOWN TANK FLOW CONTROL BLBFV061B HRSG B BLOWDOWN VALVES CONTINUOUS & INTERMITTENT B
BAR007RCB-ABAAAE | SWITCH EXTENDED DISCH PRESS ZONE1 80FP1E GAS TURBINE B FIRE PROTECTION SYSTEM CO2 CO2 I&C B
BAR007WBB-ACAB | VALVE STEAM ISO MOV HRBMV436 HOT REHEAT PIPING AND VALVES B
BAR007WGA-AAAC | VALVE SAFETY BLAPSV003 HP DRUM A
BAR007WGA-ADAA | HEADER HP HEADERS A
BAR007LBC-AAABAE | VALVE ISOLATION DISCHARGE CONDENSATE PUMP #2 CDPU002 PUMPS C
BAR007WBA-ABAGAN | THERMOCOUPLE INTERM PRESS A STEAM TEMP CRATE101 HRSG A COLD REHEATER I & C IP/COLD REHEAT PIPING AND VALVES A
BAR007MAA-ACADAC | TRANSMITTER IP A FEEDWATER FLOW FWAFT103 BFP IP DRUM FLOW SECTION BOILER FEED PUMP I&C A
BAR007SAC-ABAAAA | DRYER NORTH IADY001 DRYER #1 AIR DRYERS C
BAR006KCD-AJ | TRANSFORMER BFP 2A ISOLATION XFMR 4160/2080V 1750KVA
BAR007DDA-ADAB | FILTER SOUTH FINAL SEPERATOR NGASP001 FILTERS FINAL SEPARATORS A
BAR007EAC-AAAF | ROTOR GENERATOR STEAM TURBINE C
BAR007WCA-AAACAD | THERMOCOUPLE GAS TEMP OUT OF SPRHTR NO.2 BOILER BLATE302C TUBING SUPERHEATER #2 HP TUBING A
BAR006WGB-AEAAAA | GAUGE DRUM LEVEL GAUGE/TIE BAR ASSEMBLY B BOILER BLBLG13 HRSG B DRUMS HEADERS LINKS DRUMS & TANKS I&C B
BAR006GA | SWITCHYARD SPARE MAIN TRANSFORMER
BAR006FFC-ADABAW | SWITCH LUBE OIL TANK LOW VACUUM PS271G INSTRUMENTS AND CONTROLS TANKS C
BAR006EAC-AAAJ | FILTER INTAKE BRUSHBOX GENERATOR STEAM TURBINE C
BAR007LAC-ADABAFAC | MOTOR NO. 2 CONDENSER RECIRCULATION PUMP CONDENSER VACUUM PUMP 6B SKID VACUUM PUMPS C
BAR007MAA-ACABAC | ELEMENT HP A FEEDWATER FLOW FWAFE003 BFP DISCHARGE SECTION BOILER FEED PUMP I&C A
BAR006LHC-ABAD | VALVE 3WAY AQUEOUS AMMONIA PUMP C
BAR006FEC-ABAK | TRANSMITTER STEAM SEAL MANIFOLD PRESS PT212 STEAM SEAL I&C C
BAR007WCB-ABAB | TUBING ECONOMIZER IP TUBING B
BAR006FAC-ABAQAX | PROXIMITER NO. 3 BRG XAXIS FOR VP3XD TURBINE PROTECTION HIGH PRESSURE I&C C
BAR006WGB-ACAC | VALVE SAFETY LPBPSV203 LP DRUM B
BAR007MAA-AAAAAJAD | INDICATOR BFP A LUBE OIL COOLER TEMPERATURE CLCTI010 LUBE OIL SKID A1 BOILER FEED PUMP A1 PUMPS A
BAR007WBB-ABAGAB | INDICATOR COLD REHEAT B STEAM PRESSURE CRBPI412 HRSG B COLD REHEATER INLET SECTION IP/COLD REHEAT PIPING AND VALVES B
BAR007WGA-AEAAAH | INDICATOR DRUM LEVEL BOILER A BLALI033 HRSG A DRUMS HEADERS LINKS DRUMS TANKS I&C A
BAR007YCB-AAAAABAB | BREAKER DILUTION AIR FAN #2 HRSG B DILUTION AIR FAN AMMONIA SKID HRSG B B
BAR007ZAC-ABAAAAAG | CABINET #17 CABINETS HARDWARE ASSOCIATED WITH OVATION OVATION C
BAR007WCB-ABAA | TUBING EVAPORATOR IP TUBING B
BAR007WBB-ABAB | VALVE COLD RH STARTUP VENT MOV CRBPV105 IP/COLD REHEAT PIPING AND VALVES B
BAR006WJB-ABAF | VALVE HRSG B LP EVAP. BLOWDOWN MOV LPBMV266B HRSG B BLOWDOWN VALVES CONTINUOUS & INTERMITTENT B
BAR007WBA-ABAB | VALVE C.R. STEAM ISO MOV CRAMV401 IP/COLD REHEAT PIPING AND VALVES A
BAR006WCB-AAAC | TUBING SUPERHEATER #2 HP TUBING B
BAR007FDC-AEAA | HYDRAULIC OIL SYSTEM EHC HYDRAULIC CONTROLS I&C C
BAR007FFC-AC | COOLERS C
BAR006SAC-ABABAB | FILTER INLET DRYER #2 AIR DRYERS C
BAR007EAA-AAAE | MAIN BUSHINGS GENERATOR GAS TURBINE A
BAR007FDC-AEBK | TRIP & ALARM LOW HYD FLUID PRESSURE 04 HYDRAULIC CONTROLS I&C C
BAR006YCA-AAAB | PIPING VALVES AND RELATED EQUIPMENT AMMONIA SKID HRSG A A
BAR007EAA-ABAK | SENSOR GENERATOR A VIBRATION 02 GENERATOR I&C A
BAR006KEC-AAAG | DC STATION BATTERY CHARGERS DC ELECTRICAL C
BAR006WCA-AAAFAL | THERMOCOUPLE HP SPRHTR NO. 3 TUBE TEMP BOILER A BLATE093B HRSG A HP TUBING I & C HP TUBING A
BAR006DDC-AA | GAS SUPPLY I&C C
BAR006ECA-AA | PUMPS A
BAR007HEC-AD | PIPING AND VALVES C
BAR007HKC-AAAA | COOLING TOWER STRUCTURE AND BASIN FORCED DRAFT COOLING TOWER C
BAR006FJC-AAAF | VALVE HYDRAULIC OPERATED ADMISSION STEAM STOP ASV VALVES C
BAR006FFC-ADABAU | SWITCH LOW LUBE OIL HDR PRESS ALARM & TRIP PS270D INSTRUMENTS AND CONTROLS TANKS C
BAR006FHC-AAAAAC | MOTOR TURNING GEAR MOTOR/PIGGY BACK MOTOR TURNING GEAR TURNING GEAR C
BAR006EAA-AAAC | BEARING INBOARD GENERATOR GAS TURBINE A
BAR006MCB-ACAA | PIPE PHOSPHATE PIPING AND VALVES B
BAR006EAB-AAAD | BEARING OUTBOARD GENERATOR GAS TURBINE B
BAR007WHB-AA | DUCT BURNER SKID B
BAR007ECC-ACAJ | SWITCH SEAL OIL INLET PRESS LOW START DC PUMP PS3404 INSTRUMENTS AND CONTROLS C
BAR006EAC-AAAM | HEATER SPACE HEATERGENERATOR UNIT TURBINE END GENERATOR STEAM TURBINE C
BAR006WBA-AEAB | VALVE 6A HP BYPASS SPRAY WATER CONTROL VLV DSHATV201 HP BYPASS PIPING AND VALVES A
BAR006WEB-ABAAAA | VALVE ECON RECIRC MINIMUM FLOW CONTROL CDBPV001 HRSG B ECON RECIRCULATING PIPING AND VALVES PIPING VALVES AND RELATED EQUIPMENT B
BAR006EFC-ABAC | SWITCH ST GENERATOR GAS HIGH PRESS PSH2950 GAS I&C C
BAR007EBA-AB | EXCITER I&C A
BAR006VKB-AAAAAG | VALVE SPRAYWATER SUPPLY TEMP CONTROL TURBINE TRIP DSHBTV220 STEAM INJECTION POWER AUGMENTATION PIPING AND VALVES B
BAR007VGB-ABBH | BLADES STAGE 16 STATIONARY COMPRESSOR B
BAR007VGA-AGADAA | TRANSMITTER A EXHAUST DUCT PRESSURE 96EP1 MARK VIe CONTROL SYSTEM GAS TURBINE I&C A
BAR007VJC-ABAB | VALVE MANUAL IN DETERGENT LINE BEFORE EJECTOR PIPING VALVES AND RELATED EQUIPMENT C
BAR007VKB-AA | PIPING AND VALVES B
BAR007VBA-AF | PIPING VALVES & RELATED EQUIPMENT A
BAR007VBB-AEAA | LUBE OIL TANK FILTERS & PIPING TANKS B
BAR006VAB-ABAE | PIPING VALVES AND RELATED EQUIPMENT INLET COOLING B
BAR006VBA-AEAB | LUBE OIL TANK FILTERS & PIPING I & C TANKS A
BAR006VCA-AB | HYDRAULIC/TRIP OIL PIPING AND VALVES A
BAR006VCB-AC | TANK
BAR006VKB-AA | PIPING AND VALVES B
BAR007VEB-AAAAAG | LOAD COMPARTMENT COOLING AIR FAN 88VG1 FANS COOLING AIR SYSTEM B
BAR007VBA-AAAD | LUBE OIL #2 PUMP PUMPS A
BAR007VAA-ABAC | COOLING MEDIA INLET COOLING A
BAR006VGA-ACAA | VALVE COMPRESSOR BLEED #1 COMPRESSOR PIPING AND VALVES A
BAR006VBA-AAACAB | BREAKER LUBE OIL #1 PUMP PUMPS A
BAR007VJC-ADAAAG | THERMOSTAT WATER WASH SKID HEATER 26WS1 WATER WASH PIPING AND VALVES I&C C
BAR007VBB-AEABAE | SWITCH B LO HEADER HIGH TEMP TRIP 26QT1B LUBE OIL TANK FILTERS & PIPING I & C TANKS B
BAR007VF | FUEL SYSTEM
BAR006LHC-ABAE | TRANSMITTER PH CONTROL FOR CONDENSATE SYS PHFV001 AQUEOUS AMMONIA PUMP C
BAR007FDC-AAAB | HYDRAULIC FLUID CIRC. PUMP PUMPS C
BAR006HEC-ADAE | INDICATOR COND MAKEUP PRESSURE CWMPI001 SERVICE WATER I&C C
BAR007DDB-AB | HEATERS B
BAR006EAB-AAAG | STATOR GENERATOR GAS TURBINE B
BAR006EAB-ABAM | INDICATOR GAS TURB B H2 COOLER PRESS DIFF CLCPDI012 GENERATOR I&C B
BAR006MAA-AAAAAJ | LUBE OIL SKID A1 BOILER FEED PUMP A1 PUMPS A
BAR006DDA-ACAE | VALVE INLET ISOLATION SOUTH FILTERS FINAL SEPARATORS A
BAR007WEA-ABAA | HRSG A CONDENSATE RECIRCULATING PIPING AND VALVES PIPING VALVES AND RELATED EQUIPMENT A
BAR006RAC-ABAB | HYDROGEN SEAL OIL SYSTEM FIRE PROTECTION STATIONS C
BAR007EAA-ABAJ | SENSOR GENERATOR A VIBRATION 01 GENERATOR I&C A
BAR006SAC-AAABAAAB | INDICATOR AIR COMP B AFTER COOLER PRESSURE CLCPI001 COMPRESSOR COMPRESSOR #2 COMPRESSORS C
BAR006ECC-ACAD | SWITCH LIQUID LEVEL DETECTOR HIGH HIGH LEVEL LSHH2990 INSTRUMENTS AND CONTROLS C
BAR006FAC-ABAM | TRANSMITTER MAIN STEAM PRESSURE MSPT2032 HIGH PRESSURE I&C C
BAR007HEC-ABACAE | VALVE CLC TEMPERATURE CONTROL CLCTV001 PIPING CLC HEAT EXCHANGER COOLING WATER CCW COOLERS C
BAR007FCC-ABAC | TANK BLOWDOWN MSTK002 BLOWDOWN TANK & ACCESSORIES C
BAR007MCA-ABAB | MOTOR PHOSPHATE DILLUTION TANK AGITATOR #1 TANKS A
BAR007NCC-AAAB | SUPPLY BOILER WATER ANALYSIS BUILDING POTABLE H20 VALVES AND PIPING C
BAR007VEA-ABABAB | BREAKER EXHAUST FRAME FAN #2 EXHAUST FRAME COOLING A
BAR007VCB-ADAF | SWITCH B HYDRAULIC OIL TRIP PRESS GAS STOP VALVE 63HG1 HYDRAULIC AND TRIP OIL SYSTEM I&C B
BAR006WGA-AAAAAD | TRANSMITTER HP DRUM PRESSURE BOILER A BLAPT041 DRUM HP DRUM A
BAR006YCA-AAAAABAB | BREAKER DILUTION AIR FAN #2 HRSG A DILUTION AIR FAN AMMONIA SKID HRSG A A
BAR006VKA-AAAAAJ | VALVE MAIN STEAM SUPPLY TEMP CONTROL ASATV101 STEAM INJECTION POWER AUGMENTATION PIPING AND VALVES A
BAR006NDC-AAABAA | ANALYZER SILICA BOTTOM EAST 686 WATER ANALYSIS ANALYZER PANEL INSTRUMENTS AND CONTROLS C
BAR007KCD-AO | TRANSFORMER BFP 2B ISOLATION XFMR 4160/2080V 1750KVA
BAR006MAA-ABACAA | VALVE IP DRUM FLOW CONTROL FWAFV186 BFP IP DRUM FLOW PIPING & VALVES HRSG A PIPING AND VALVES A
BAR007FFC-ADABAF | ALARM LUBE OIL FILTER HIGH DIFF PS271A INSTRUMENTS AND CONTROLS TANKS C
BAR006VKB-ABAAAN | TRANSMITTER 6B STEAM AUGMENT PRESSURE 96PJ2 STEAM INJECTION POWER AUGMENTATION WATER/STEAM INJECTION I&C B
BAR007YCB-AAACAA | SENSOR 7B DILUTION SKID FIXED AMMONIA AMMONIA VAPORIZATION I&C AMMONIA SKID HRSG B B
BAR006VGA-ADAA | FLOW SLEEVES COMBUSTION CHAMBER A
BAR007WBA-AAAGAE | THERMOCOUPLE HP A SUPERHEAT ATTEMP OUT TEMP MSATE006 HRSG A HP ATTEMPERATOR SECTION MAIN STEAM PIPING AND VALVES A
BAR006PAB-ADAAABAC | BREAKER 3B SUMP PUMP EAST SUMP CT B AREA PUMPS B
BAR006PAC-AKAAABAE | PUMP WASTE WATER PUMP #2 STEAM TURBINE AREA SUMP PUMPS C
BAR007GAA-AAAAAF | CIRCUIT BREAKER MAIN TRANSFORMER COOLING SUPPLY MAIN POWER TRANSFORMER 6A MAIN POWER TRANSFORMER A
BAR007WGB-AEAAAP | INDICATOR DRUM LEVEL BOILER B BLBLI134 HRSG B DRUMS HEADERS LINKS DRUMS & TANKS I&C B
BAR006WGB-ACAAAB | TRANSMITTER LP DRUM LEVEL BOILER B BLBLT244 DRUM LP DRUM B
BAR006PAA-ADAAABAC | BREAKER 2B SUMP PUMP EAST SUMP CT A AREA PUMPS A
BAR007WBA-AAAFAC | THERMOCOUPLE MAINSTEAM A TEMP A TURBINE MSATE007 MAIN STEAM I & C MAIN STEAM PIPING AND VALVES A
BAR007YAC-ADAAAA | TANK ANHYDROUS AMMONIA AMMONIA STORAGE TANK AND ASSOCIATED EQUIPMENT TANKS C
BAR007FJC-AAAM | VALVE MAIN STOP A BEFORE SEAT DRAIN MOVSSV1A VALVES C
BAR007FJC-AABA | VALVE STEAM TURBINE SEAL DUMP BYP MOV 7MOVB VALVES C
BAR007WEA-AAAAAB | BREAKER ECONOMIZER RECIRCULATING PUMP #3A PUMPS A
BAR007DDA-ABABAC | HEATER NGAHX002 ELECTRIC HEATER FOR FUEL GAS HEATERS A
BAR007FFC-AAAAACAB | SWITCH LUBE OIL PUMP NO.1 RUNNING PRESS PS267A LUBE OIL PUMP #1 LUBE OIL PUMPS PUMPS C
BAR007VGB-ADABA | DETECTOR FLAME "A" CAN #11 COMBUSTION CHAMBER B
BAR006WGA-ABAAAD | TRANSMITTER IP DRUM LEVEL BOILER A BLALT148 DRUM IP DRUM A
BAR007WHA-ADAL | TRANSMITTER BURNER A GAS PILOT HEADER PRESSURE BMAPT035 DUCT BURNERS I&C A
BAR007VCB | B
BAR006EFC-AB | GAS I&C C
BAR007VBB | B
BAR007VFA | A
BAR007FGC | C
BAR007GDC | C
BAR007HEC | C
BAR007LAC | C
BAR007LEC | C
BAR006VBA-AD | VAPOR EXTRACTION A
BAR006VBB-ABAC | LUBE OIL COOLERS I & C COOLERS B
BAR006VBB-AE | TANKS B
BAR007YAC-AB | COMPRESSORS C
BAR007YAC-AD | TANKS C
BAR007MAA-AAABAJ | LUBE OIL SKID A2 BOILER FEED PUMP A2 PUMPS A
BAR007MAA-AAABAJAA | LUBE OIL PUMP BFP A2 LUBE OIL SKID MOTOR DRIVEN BOILER FEED PUMP A2 PUMPS A
BAR007MAA-AB | PIPING AND VALVES A
BAR007MAA-ABAC | BFP IP DRUM FLOW PIPING & VALVES HRSG A PIPING AND VALVES A
BAR007VKB-AAAA | STEAM INJECTION POWER AUGMENTATION PIPING AND VALVES B
BAR007YDB-AA | AMMONIA INJECTION GRID HRSG B B
BAR007ZAC-ABAAAA | CABINETS HARDWARE ASSOCIATED WITH OVATION OVATION C
BAR006VEB-AAAAAF | COOLING AIR FAN TURBINE COMPARTMENT 88BT2 FANS COOLING AIR SYSTEM B
BAR006VGA-AC | COMPRESSOR PIPING AND VALVES A
BAR006VGA-AF | BEARINGS A
BAR007FFC-ACAA | LUBE OIL COOLERS COOLERS C
BAR007PAA-AB | COMBUSTION CHAMBER A
BAR007RCA-AA | CO2 SYSTEM A
BAR007SAC-ABAA | DRYER #1 AIR DRYERS C
BAR007HDC-ACAB | PIPING & VALVES CIRC. WATER WATER BOX TO RISER VALVES CONDENSER CIRCULATING WATER I&C C
BAR007HEC-AE | SERVICE WATER I&C C
BAR007HEC-AEAC | COOLING WATER PUMP CLOSED LOOP #1 SERVICE WATER I&C C
BAR007HKC-AA | FORCED DRAFT COOLING TOWER C
BAR006VAA-AEAB | HEAT & VENT SYSTEM AIR AND GAS I&C A
BAR006VBA-AA | PUMPS A
BAR006VBA-AAAE | LUBE OIL PUMPS I & C PUMPS A
BAR007WCB-AC | REHEATER TUBING B
BAR007WEA-AAAA | ECONOMIZER RECIRCULATING PUMP #3A PUMPS A
BAR007VDA-AA | TURNING GEAR A
BAR007LBC-AAAC | CONDENSATE QUICK FILL & MAKEUP PUMP PUMPS C
BAR007LFA-AAAB | INSTRUMENTS AND CONTROLS PIPING AND VALVES A
BAR007LFB-AAAA | CONDENSATE TO HRSG B PIPING & VALVES PIPING AND VALVES B
BAR007LFB-AAAB | INSTRUMENTS AND CONTROLS PIPING AND VALVES B
BAR007LHC-ABAA | AQUEOUS AMMONIA PUMP PUMPS C
BAR007LJC-AA | EXTERNAL PIPING AND VALVES C
BAR007VGA-AB | COMPRESSOR A
BAR007ECB-AA | PUMPS B
BAR007ECA-AA | PUMPS A
BAR007EFB-ABAJ | HYDROGEN CONTROL CABINET GT B INSTRUMENTS AND CONTROLS B
BAR007VGB-AB | COMPRESSOR B
BAR006VEB-AAAAAC | COOLING AIR FAN LUBE OIL SKID 88BL1 FANS COOLING AIR SYSTEM B
BAR007YCB-AAAC | AMMONIA VAPORIZATION I&C AMMONIA SKID HRSG B B
BAR007YDA-AA | AMMONIA INJECTION GRID HRSG A A
BAR006SAC-ACAB | TANK #2 TANKS C
BAR007MCB-AA | PUMPS B
BAR007NDB-AA | INSTRUMENTS AND CONTROLS B
BAR007GAB-AA | MAIN POWER TRANSFORMER B
BAR007GAA-AAAAAC | COOLING FAN MAIN POWER TRANSFORMER 6A MAIN POWER TRANSFORMER A
BAR007GAA-AAAAAE | NITROGEN SYSTEM MAIN POWER TRANSFORMER 6A MAIN POWER TRANSFORMER A
BAR007VAB-ABAE | PIPING VALVES AND RELATED EQUIPMENT INLET COOLING B
BAR007KEC-AAAG | DC STATION BATTERY CHARGERS DC ELECTRICAL C
BAR007LAC-ADAA | CONDENSER VACUUM PUMP 7A SKID VACUUM PUMPS C
BAR007WGB-AB | IP DRUM B
BAR006WCA-ADAC | HRSG A REHEATER TUBING I & C REHEATER TUBING A
BAR006WCA-AE | LP TUBING A
BAR006WCB-AD | REHEATER TUBING B
BAR006WEA-AAAB | ECONOMIZER RECIRCULATING PUMP #4A PUMPS A
BAR006GAB-AAAAAE | NITROGEN SYSTEM MAIN POWER TRANSFORMER 6B MAIN POWER TRANSFORMER B
BAR006GAC-AAAA | MAIN POWER TRANSFORMER 6C MAIN POWER TRANSFORMER C
BAR006MAB-ACAB | BFP SUCTION SECTION BOILER FEED PUMP I&C B
BAR006HBC-AA | PUMPS C
BAR006GCC-AA | SUBSTATION BUILDING AND GROUNDS C
BAR006KCC-AB | 4160 VOLT C
BAR006LAC-AC | PIPING AND VALVES C
BAR007DDA-AAABAA | ELEMENT FEEDWATER HEATER FLOW FWAFE004 FEEDWATER PIPING AND VALVES FOR FUEL GAS HEATER PIPING AND VALVES A
BAR007DDA-AD | FILTERS FINAL SEPARATORS A
BAR007DDB-AA | PIPING AND VALVES B
BAR007DDB-AAAD | GAS REGULATING & SAFETY SHUTOFF VALVES B PIPING AND VALVES B
BAR007EAA-AB | GENERATOR I&C A
BAR006WBA-AHAK | TWIP SYSTEM HRSG A TWIP SYSTEM A
BAR006WBB-AC | HOT REHEAT PIPING AND VALVES B
BAR006WBB-AFAE | HRSG B STEAM BYPASS SYSTEM HPI & C HP BYPASS PIPING AND VALVES B
BAR006WBB-AG | IP BYPASS PIPING AND VALVES B
BAR006MAA-AAAAAA | PUMP FWAPU0016 BOILER FEED PUMP A1 PUMPS A
BAR006MAA-AC | BOILER FEED PUMP I&C A
BAR006MAA-ACAB | BFP SUCTION SECTION BOILER FEED PUMP I&C A
BAR006WGA-ACAA | DRUM LP DRUM A
BAR006WGB-AA | HP DRUM B
BAR006WGB-ABAA | DRUM IP DRUM B
BAR006WHA-AC | GAS PIPING AND VALVES A
BAR006WHB-AC | GAS PIPING AND VALVES B
BAR006HEC-AC | SERVICE WATER VALVES PIPING AND RELATED EQUIPMENT C
BAR006VJC-AA | PUMPS C
BAR006WBA-AAAF | MAIN STEAM I & C MAIN STEAM PIPING AND VALVES A
BAR006YCA-AAAC | AMMONIA VAPORIZATION I&C AMMONIA SKID HRSG A A
BAR006YEA-AA | REACTORS A
BAR006ZDC-AA | HARDWARE ASSOCIATED WITH WORK MANAGEMENT C
BAR006LBC-ABAAAD | ELEMENT CONDENSATE MINIMUM FLOW CDFE001 CONDENSATE PUMP MINIMUM FLOW PIPING & VALVES PIPING AND VALVES C
BAR006LFA-AA | PIPING AND VALVES A
BAR006MAA-AAAA | BOILER FEED PUMP A1 PUMPS A
BAR006WBA-ACAE | HOT REHEAT INSTRUMENTS AND CONTROLS HOT REHEAT PIPING AND VALVES A
BAR006EBB-AAAE | RECTIFIERS GAS TURBINE EXCITER B
BAR006ECC-ACAF | SWITCH LOW SEAL OIL DIFF PRESS PDSL3402 INSTRUMENTS AND CONTROLS C
BAR006DDB-AAAAAC | VALVE PRESSURE CONTROL NGBPV003 GAS PIPING & VALVES HEADER TO FUEL GAS HEATER PIPING AND VALVES B
BAR006DDB-AAAAAFAE | TRANSMITTER NATURAL GAS PRESSURE NGBPT001B TRANSMITTERS GAS PIPING & VALVES HEADER TO FUEL GAS HEATER PIPING AND VALVES B
BAR006DDB-AAADAG | TRANSMITTER B GAS FUEL NOZZLE PRESS PM3 96GC3 GAS REGULATING & SAFETY SHUTOFF VALVES B PIPING AND VALVES B
BAR006EDA-AA | GENERATOR TERMINAL ENCLOSURE A A
BAR006ECC-ACAK | TRANSMITTER SEAL OIL DIFF PRESS SEAL OIL VS GAS PDT3402 INSTRUMENTS AND CONTROLS C
BAR006HEC-ADADAA | INDICATOR CLOSED LOOP COOL PUMP 2 DISCH PRESSURECLCPI008 COOLING WATER PUMP CLOSED LOOP #2 SERVICE WATER I&C C
BAR006FAC-ABAQAD | PROBE THRUST BRG. AXIAL POS #3 ZP201C TURBINE PROTECTION HIGH PRESSURE I&C C
BAR006FAC-ABAQAM | PROBE NO. 2 BRG VIBRATION XAXIS VP2XD TURBINE PROTECTION HIGH PRESSURE I&C C
BAR006FAC-ABAQAP | PROBE NO. 2 BRG VIBRATION YAXIS VP2YD TURBINE PROTECTION HIGH PRESSURE I&C C
BAR006GAA-AAAAAA | BUSHINGS MAIN POWER TRANSFORMER 6A MAIN POWER TRANSFORMER A
BAR006GAA-AAAAAEAB | REGULATORS NITROGEN SYSTEM MAIN POWER TRANSFORMER 6A MAIN POWER TRANSFORMER A
BAR006GAA-AAAAAEAC | GAGE NITROGEN SYSTEM MAIN POWER TRANSFORMER 6A MAIN POWER TRANSFORMER A
BAR006GAB-AAAAAEAD | NITROGEN BOTTLE/SUPPLY NITROGEN SYSTEM MAIN POWER TRANSFORMER 6B MAIN POWER TRANSFORMER B
BAR006HKC-AAABAEAB | GEARBOX COOLING TOWER FAN E CWCLE FANS FORCED DRAFT COOLING TOWER C
BAR006HKC-AAABAFAA | FAN COOLING TOWER FAN F CWCLF FANS FORCED DRAFT COOLING TOWER C
BAR006HKC-AAABAFAD | SWITCH F COOLING TOWER FAN OIL LEVEL COOLING TOWER FAN F CWCLF FANS FORCED DRAFT COOLING TOWER C
BAR006EAA-ABAK | SENSOR GENERATOR A VIBRATION 03 GENERATOR I&C A
BAR006EAB-AAAA | ASSEMBLY GENERATOR BRUSH GENERATOR GAS TURBINE B
BAR006FDC-AAAAAA | PUMP HYDRAULIC HEATING AND COOLING CIRC PUMP PUMPS C
BAR006BFB-AAAA | STACK B STACK HRSG B
BAR006EFC-AAAC | VALVE RELIEF 6C STEAM TURBINE GENERATOR HYDROGEN INLET PRESSURE PSV2923 VALVES AND PIPING C
BAR006VAA | A
BAR006VBB-ADAAAB | MOTOR 88QV1A MIST ELIMINATOR A VAPOR EXTRACTION B
BAR006VKB-AAAAAB | VALVE AUGMENTATION STEAM AUTOMATIC DRAIN ASBVD14B STEAM INJECTION POWER AUGMENTATION PIPING AND VALVES B
BAR006VKB-ABAAAE | SWITCH B STEAM AUG STOP VALVE LIMIT 33AJ1 STEAM INJECTION POWER AUGMENTATION WATER/STEAM INJECTION I&C B
BAR006VKB-ABAAAH | THERMOCOUPLE AUGMENTATION STEAM B TEMP ASBTE104 STEAM INJECTION POWER AUGMENTATION WATER/STEAM INJECTION I&C B
BAR006VFB-AAAH | VALVE B STOP/SPEED RATIO VSR1 GAS B
BAR006VGA-ACAE | VALVE COMPRESSOR DRAIN COMPRESSOR PIPING AND VALVES A
BAR006VGA-AGABAA | TRANSMITTER A COMPRESSOR BELLMOUTH DIFF 96BD1 COMPRESSOR SECTION GAS TURBINE I&C A
BAR006VGB-AAAAAD | VALVE DUMP VH31 VARIABLE INLET GUIDE INLET BELLMOUTH B
BAR006VGB-ABAE | BLADES STAGE 2 ROTATING COMPRESSOR B
BAR006VCA-ABAC | FILTER HYDRAULIC SERVO VALVE HYDRAULIC/TRIP OIL PIPING AND VALVES A
BAR007VKA-ABAAAT | TRANSMITTER AUG. STEAM A TEMP PRESSURE ASAPT101 STEAM INJECTION POWER AUGMENTATION WATER/STEAM INJECTION I&C A
BAR007VCA-ABAC | FILTER HYDRAULIC SERVO VALVE HYDRAULIC/TRIP OIL PIPING AND VALVES A
BAR007VEA-AAAAAAAA | FAN COOLING AIR FAN BEARING AREA 88BN1 FANS COOLING AIR SYSTEM A
BAR007VCA-ADAG | SWITCH A HYDRAULIC OIL TRIP PRESS GAS STOP VALVE 63HG2 HYDRAULIC CONTROLS I&C A
BAR006VAB-AEABAC | SWITCH B GEAR/LOAD COMP AIR PRESSURE 63AG1 HEAT & VENT SYSTEM AIR AND GAS I&C B
BAR006VGA-AEAD | NOZZLES 2ND STAGE TURBINE A
BAR006VJC-ABAC | HEATER WATER WASH SKID SPACE 23WS1 PIPING VALVES AND RELATED EQUIPMENT C
BAR007VAB-ADAB | VALVE B INLET HEATING CONTROL VA201 INLET BLEED HEAT B
BAR006MAA-AAAAAC | BREAKER BOILER FEED PUMP A1 PUMPS A
BAR006VEA-AB | EXHAUST FRAME COOLING A
BAR007VEA-ACAB | COOLING WATER SYSTEM COOLING SYSTEM I&C A
BAR006VBA-AEABAF | SWITCH A LO TANK TEMPERATURE NORMAL 26QN1 LUBE OIL TANK FILTERS & PIPING I & C TANKS A
BAR006VGA-ABAV | BLADES STAGE 10 STATIONARY COMPRESSOR A
BAR006VBB-AEAAAD | VALVE FILL LUBE OIL TANK FILTERS & PIPING TANKS B
BAR006VAB-AAAA | FILTER INLET FILTER HOUSE ROLL MEDIA INLET AIR FILTERS B
BAR006YCC | C
BAR006FFC-AAAA | LUBE OIL PUMPS PUMPS C
BAR007NCC | C
BAR006HB | WATER INTAKE
BAR007EFA | A
BAR007ZCC | C
BAR007YE | REACTOR BOXES
BAR006BHA-AAAP | ANALYZER HRSG A CEMS S02
BAR006YCA | A
BAR006LFB | B
BAR006EAB-AA | GENERATOR GAS TURBINE B
BAR006EFA-AB | INSTRUMENTS AND CONTROLS A
BAR006ECB-AD | INSTRUMENTS AND CONTROLS B
BAR007WG | HEADERS/LINKS/DRUMS/VESSELS
BAR007YB | AMMONIA FORWARDING SYSTEM
BAR006LAC | C
BAR006LEC | C
BAR006WFA | A
BAR007LA | CONDENSER / HOTWELL
BAR007RA | WATER
BAR006RCB | B
BAR007FA | HIGH PRESSURE
BAR007GE | SWITCHYARD STATION SERVICE
BAR007GF | BREAKER
BAR006VKB | B
BAR006WBA | A
BAR006FJC | C
BAR006YEA | A
BAR006ZBC | C
BAR006ZCC | C
BAR007DDB | B
BAR006FD | TURBINE HYDRAULIC CONTROLS
BAR006FH | TURBINE TURNING GEAR
BAR006HC | CHLORINATION
BAR006KC | RUNNING STATION SERVICE
BAR006WDA | A
BAR006HEC | C
BAR006WG | HEADERS/LINKS/DRUMS/VESSELS
BAR006WE | BOILER WATER CIRCULATION PUMP
BAR007EB | EXCITER
BAR007EAB | B
BAR006WBA-AEAC | VALVE MAIN STEAM TEMPERATURE CONTROL HPBAMV101 HP BYPASS PIPING AND VALVES A
BAR006WBA-AEAE | VALVE 6A HP BYPASS SPRAY WATER CONTROL VLV DSHATV202 HP BYPASS PIPING AND VALVES A
BAR007FFC-ADAAAH | MOTOR TRANSFER & AUX FILTER UNIT MOTOR LUBE OIL TANK FILTERS & PIPING TANKS C
BAR006VGB-ABAS | BLADES STAGE 8 ROTATING COMPRESSOR B
BAR006VGB-ABBE | BLADES STAGE 14 ROTATING COMPRESSOR B
BAR006WBA-AFAA | VALVE IP STEAM BYP ISO MOV IPBAMV100 IP BYPASS PIPING AND VALVES A
BAR006WBA-AFAC | VALVE 6A IP BYPASS 2ND NOZ SPRAY WATER CONT VLV DSHATV220 IP BYPASS PIPING AND VALVES A
BAR006WBB-ACAEAE | TRANSMITTER HR B STEAM FLOW HRBFT001 HOT REHEATER I & C HOT REHEAT PIPING AND VALVES B
BAR006WBB-ALAG | VALVE B MAIN STEAM SHUTOFF MSMV200 TWIP SYSTEM B
BAR006VGB-AGADAD | TRANSMITTER B BEARING #1 SHAFT AXIAL POSITION 96VC11 MARK VI CONTROL SYSTEM GAS TURBINE I&C B
BAR006VJC-AAAAAF | VALVE CHECK WATER WASH PUMP PUMPS C
BAR006VJC-ABAA | VALVE MANUAL IN DETERGENT LINE BEFORE EJECTOR PIPING VALVES AND RELATED EQUIPMENT C
BAR006NDA-AAAAAE | PORT HRSG A HP BOILER DRUM PH & CONDUCTIVITY SAMPLE WATER ANALYSIS SAMPLE PANEL WATER SIDE INSTRUMENTS AND CONTROLS A
BAR006NDC-AAABAF | ANALYZER DISSOLVED OXYGEN TOP WEST 520 WATER ANALYSIS ANALYZER PANEL INSTRUMENTS AND CONTROLS C
BAR006MAA-AAABAAAA | TRANSMITTER HP BFP 2 DISCH PRESSURE FWAPT004 PUMP FWAPU0026 BOILER FEED PUMP A2 PUMPS A
BAR006MAA-AAABABAA | FILTER MOTOR BOILER FEED PUMP A2 PUMPS A
BAR006MAA-ABABAB | VALVE HP DRUM LEVEL FLOW CONTROL FWAFV086 BFP HP DRUM FLOW PIPING & VALVES HRSG A PIPING AND VALVES A
BAR006MAA-ACACAA | INDICATOR HP A FEEDWATER PRESS URE FWAPI012 BFP HP DRUM FLOW SECTION BOILER FEED PUMP I&C A
BAR006WCA-ACABAC | THERMOCOUPLE GAS TEMP OUT OF IP SPRHTR BOILER A BLATE304B TUBING SUPERHEATER IP TUBING A
BAR006WBB-AFAA | VALVE 6B HP BYPASS SPRAY WATER CONTROL VLV DSHBTV201 HP BYPASS PIPING AND VALVES B
BAR006WCA-ABADAB | THERMOCOUPLE GAS TEMP INTO HP ECONOMZER BOILER A BLATE305B INSTRUMENTS AND CONTROLS ECONOMIZER HP A
BAR006WCA-ACAC | TUBING EVAPORATOR IP TUBING A
BAR006VKB-ABAAAK | THERMOCOUPLE AUGMENTATION STEAM B TEMP ASBTESTAJ1A STEAM INJECTION POWER AUGMENTATION WATER/STEAM INJECTION I&C B
BAR006WAC-AAAAAE | VALVE CHECK NITROGEN REGULATOR NITROGEN PIPING VALVES AND RELATED EQUIPMENT UNLOADING STATION C
BAR006PAB-ADAAAAAA | PUMP 3A SUMP PUMP WEST SUMP CT B AREA PUMPS B
BAR007FEC-ABAK | TRANSMITTER STEAM SEAL MANIFOLD PRESS PT212 STEAM SEAL I&C C
BAR006WAC-ABAG | PIPING VALVES AND RELATED EQUIPMENT TANK C
BAR006WBA-AAAE | VALVE HP SUPERHEAT SAFETY MSASR001 MAIN STEAM PIPING AND VALVES A
BAR006WBA-AAAFAA | ELEMENT MAIN STEAM A FLOW MSAFE001 MAIN STEAM I & C MAIN STEAM PIPING AND VALVES A
BAR006PAC-AKAAABAB | BREAKER WASTE WATER PUMP #2 STEAM TURBINE AREA SUMP PUMPS C
BAR006PAC-AKAAABAC | VALVE DISCHARGE WASTE WATER PUMP #2 STEAM TURBINE AREA SUMP PUMPS C
BAR006PAC-AKAAACAA | PUMP NORTH A STEAM TURBINE WASTE WATER PUMP STEAM TURBINE AREA SUMP PUMPS C
BAR006PAC-AKAAACAE | VALVE SUCTION A STEAM TURBINE WASTE WATER PUMP STEAM TURBINE AREA SUMP PUMPS C
BAR006MAB-ABABAF | VALVE IP FEEDWATER ISO MOV FWBMV184 BFP HP DRUM FLOW PIPING & VALVES HRSG B PIPING AND VALVES B
BAR006MAB-ACAA | ELEMENT FEEDWATER B FWBFE005 BOILER FEED PUMP I&C B
BAR006MAB-ACACAF | TRANSMITTER HP BFP B1 DISCH FLOW FWBFT001 BFP HP DRUM FLOW SECTION BOILER FEED PUMP I&C B
BAR006VGA-AGACAA | TRANSMITTER A INLET GUIDE VANE POSITION 96TV1 VANES VARIABLE INLET GUIDE GAS TURBINE I&C A
BAR006WBA-AJAB | VALVE SPRAY WATER SHUTOFF DCS MANUAL DSHAMV220 STEAM AUGMENTATION PIPING AND VALVES A
BAR006NDA-AAABAM | ANALYZER LP ADMISSION STEAM HRSG A PH 116 WATER ANALYSIS ANALYZER PANEL INSTRUMENTS AND CONTROLS A
BAR007FFC-ADAAAF | MOTOR STEAM TURBINE VAPOR EXTRACTOR #1 LUBE OIL TANK FILTERS & PIPING TANKS C
BAR006WBA-ACAFAD | THERMOCOUPLE HR A ATTEMP OUT TEMP HRATE406 HOT REHEAT SPRAY WATER I & C HOT REHEAT PIPING AND VALVES A
BAR007KCD-AG | TRANSFORMER 480/120208V ISOL XFMR UPS FEED FROM BOP MCC B 3F
BAR007MAB-AAAAAK | COUPLING 7B1 BFP HYDRAULIC
BAR006MAA-AAABAK | COUPLING 6A2 BFP HYDRAULIC
BAR006VGA-ADABA | DETECTOR FLAME "A" CAN #11 COMBUSTION CHAMBER A
BAR006VGA-ABACA | BLADES STAGE 1 ROTATING COMPRESSOR A
BAR007MAB-AAAAAJAAAD | PUMP LUBE OIL MAIN SHAFT DRIVEN BFP B1 LUBE OIL SKID BOILER FEED PUMP B1 PUMPS B
BAR006WBA-ADAFAB | TRANSMITTER LP A ADMISSSION STEAM FLOW LPAFT001 LOW PRESSURE I&C A
BAR007VFB-ABAABC | TRANSMITTER B INTERSTAGE FUEL GAS PRESS 96FG2B GAS FUEL SYSTEM FUEL I&C B
BAR007VFA-ABAABD | TRANSMITTER A INTERSTAGE FUEL GAS PRESS 96FG2C GAS FUEL SYSTEM FUEL I&C A
BAR006VCA-ADAP | SWITCH HYDRAULIC OIL TRIP PRESS GAS STOP VALVE 63HG3 HYDRAULIC AND TRIP OIL SYSTEM I&C A
BAR006VGB-ABBC | BLADES STAGE 13 ROTATING COMPRESSOR B
BAR007VGA-ADABA | DETECTOR FLAME "A" CAN #11 COMBUSTION CHAMBER A
BAR007VGB-ADAEAA | IGNITOR CAN #2 COMBUSTION CHAMBER B
BAR006VCB-ADAQ | SWITCH HYDRAULIC OIL SUPPLY PRESS 63HQ1A HYDRAULIC AND TRIP OIL SYSTEM I&C B
BAR007WBA-AAAGAB | THERMOCOUPLE ATTEMPORATOR SPRAYWATER TEMP FWATE010 HRSG A HP ATTEMPERATOR SECTION MAIN STEAM PIPING AND VALVES A
BAR007YBA-AAABABAC | BREAKER AMMONIA FORWARDING PUMP B AMMONIA FORWARDING PUMPS HRSG A AMMONIA FORWARDING SKID A
BAR006NDB-AAABAM | ANALYZER LP ADMISSION STEAM HRSG B PH 308 WATER ANALYSIS ANALYZER PANEL INSTRUMENTS AND CONTROLS B
BAR007LAC-ADABAE | PUMP CONDENSER VACUUM PUMP 7B SKID VACUUM PUMPS C
BAR006HCC-AAAAAAAB | MOTOR COOLING TOWER BIOCIDE A PUMP PUMPS CHLORINATION C
BAR006WBB-AHAE | VALVE 6B IP BYPASS 1ST NOZ SPRAY WATER CONT VLV DSHBTV210 IP BYPASS PIPING AND VALVES B
BAR006WEA-AAAAAA | MOTOR ECONOMIZER RECIRCULATING PUMP #3A PUMPS A
BAR006HEC-ABAAAB | EXCHANGER CLOSED LOOP COOLING WATER HEAT #2 CLCHX002 HEAT EXCHANGER CLOSED LOOP COOLING WATER #1 COOLERS C
BAR006WCA-ADACAA | THERMOCOUPLE REHEAT NO. 2 TUBE TEMP BOILER A BLATE491A HRSG A REHEATER TUBING I & C REHEATER TUBING A
BAR006DDA-ACAHAE | TRANSMITTER LOCATED ON FILTER SEPERATOR LEVEL NGALT02B TRANSMITTERS FILTERS FINAL SEPARATORS A
BAR007HCC-AAAAAFAA | PUMP WTPU03B SCALE INHIBITOR METERING PUMP B PUMPS CHLORINATION C
BAR006YBA-AAAAAA | STRAINER SKID FORWARDING AMMONIA FORWARDING SKID PIPING AND RELATED HRSG A AMMONIA FORWARDING SKID A A
BAR006VAB-ADAA | VALVE B INLET BLEED HEAT QUICK EXHAUSTER VA421 INLET BLEED HEAT B
BAR007HDC-AAAAAC | VALVE SUCTION CIRCULATING WATER PUMP #1 PUMPS C
BAR007NDC-AAABAE | ANALYZER DISSOLVED OXYGEN TOP EAST 488 WATER ANALYSIS ANALYZER PANEL INSTRUMENTS AND CONTROLS C
BAR007VGA-ABBE | BLADES STAGE 14 ROTATING COMPRESSOR A
BAR007RCA-ABAAAC | SWITCH LOW PRESSURE ALARM 63FP1A GAS TURBINE A FIRE PROTECTION SYSTEM CO2 CO2 I&C A
BAR006VFA-AAAD | PIPING MISC SS NATURAL GAS PM HEADERS A
BAR006RCB-ABAAAK | SWITCH INITIAL DISCH PRESS ZONE3 80FP3 GAS TURBINE B FIRE PROTECTION SYSTEM CO2 CO2 I&C B
BAR007FJC-ABAAAH | VALVE MAIN STEAM DRAIN MSMV300 2 INCH TWIP SYSTEM @ STEAM TURBINE TWIP SYSTEM C
BAR006VEB-AAAAAFAB | MOTOR 88BT2 COOLING AIR FAN TURBINE COMPARTMENT 88BT2 FANS COOLING AIR SYSTEM B
BAR007VCA-AB | HYDRAULIC/TRIP OIL PIPING AND VALVES A
BAR007WGB-AAAAAF | TRANSMITTER HP DRUM LEVEL BOILER B BLBLT048 DRUM HP DRUM B
BAR007EFC-ABAEAA | FILTER S.T. HYDROGEN PANEL HYDROGEN CONTROL CABINET ST GENERATOR GAS I&C C
BAR006MAA-AAAAABAA | FILTER MOTOR BOILER FEED PUMP A1 PUMPS A
BAR007VBA-ADAAAA | FAN 88QV1A MIST ELIMINATOR A VAPOR EXTRACTION A
BAR007FJC-AAAS | VALVE REHEAT STOP #1 VALVES C
BAR006VBA-ADAAAC | BREAKER MIST ELIMINATOR A VAPOR EXTRACTION A
BAR007SAC-AAABAC | BREAKER COMPRESSOR #2 COMPRESSORS C
BAR007FAC | C
BAR007VAA | A
BAR006WCA-AD | REHEATER TUBING A
BAR007VAA-AD | INLET BLEED HEAT A
BAR007VGA-ABABA | BLADES STAGE 0 ROTATING COMPRESSOR A
BAR006BHA-AAAL | UNIT HRSG A UPS CEMS UNINTERRUPTABLE POWER SUPPLY
BAR006F | TURBINE
BAR006Z | COMPUTER EQUIPMENT
BAR007FJC-ABAAAKAF | THERMOCOUPLE LOW PRESSURE STEAM BLOWDOWN LPSTE001A INSTRUMENTS AND CONTROLS TWIP SYSTEM @ STEAM TURBINE TWIP SYSTEM C
BAR007FJC-ABAAAKAH | THERMOCOUPLE LOW PRESSURE STEAM VENT LPSTE050 INSTRUMENTS AND CONTROLS TWIP SYSTEM @ STEAM TURBINE TWIP SYSTEM C
BAR007FJC-ABAAAKAN | THERMOCOUPLE MAINSTEAM TWIP MSTE002B INSTRUMENTS AND CONTROLS TWIP SYSTEM @ STEAM TURBINE TWIP SYSTEM C
BAR007FJC-ABAAAKAR | TRANSMITTER LOW PRESSURE STEAM DRAIN LEVEL LPSLT100 INSTRUMENTS AND CONTROLS TWIP SYSTEM @ STEAM TURBINE TWIP SYSTEM C
BAR007GAA-AAAAAD | LIGHTING ARRESTORS MAIN POWER TRANSFORMER 6A MAIN POWER TRANSFORMER A
BAR007VAA-ABAFAD | SWITCH A INLET AIR EVAP COOLER WATER FLOW 80AC2 EVAPORATIVE COOLING I & C INLET COOLING A
BAR007VAA-AEAAAH | TRANSMITTER A INLET HEATING CONTROL VALVE POSITION 96TH1 INLET AIR HEATING BLEED HEAT AIR AND GAS I&C A
BAR007WAC-AAAAAD | VALVE CHECK NITROGEN AUX. CONNECTION NITROGEN PIPING VALVES AND RELATED EQUIPMENT UNLOADING STATION C
BAR007WAC-ABAD | VALVE CONTROL TANK C
BAR007WBA-AAAE | VALVE MAIN STEAM ISO MOV MSAMV001 MAIN STEAM PIPING AND VALVES A
BAR007SBB-AAAA | VALVE SERVICE AIR ISOLATION @ CT/HRSG B 05 SERVICE AIR C VALVES PIPING AND RELATED EQUIPMENT B
BAR007SBA-AAAB | VALVE SERVICE AIR ISOLATION @ CT/HRSG A SERVICE AIR C VALVES PIPING AND RELATED EQUIPMENT A
BAR007VAA-AAAA | FILTER INLET FILTER HOUSE ROLL MEDIA INLET AIR FILTERS A
BAR007VAA-ABAAAD | PUMP 88AC1 INLET FILTER EVAPORATIVE PUMP #1 INLET COOLING A
BAR007VAA-ABABAB | BREAKER INLET FILTER EVAPORATIVE PUMP #2 INLET COOLING A
BAR007FFC-ADABAW | SWITCH LUBE OIL TANK LOW VACUUM PS271G INSTRUMENTS AND CONTROLS TANKS C
BAR007FHC-AAAAAC | MOTOR TURNING GEAR MOTOR/PIGGY BACK MOTOR TURNING GEAR TURNING GEAR C
BAR007FJC-AAAC | VALVE CSCSV CONTROL AFTER SEAT DRAIN MOVSPDV8 VALVES C
BAR007VCA-ADAF | SWITCH A HYDRAULIC OIL TRIP PRESS GAS STOP VALVE 63HG1 HYDRAULIC AND TRIP OIL SYSTEM I&C A
BAR007VCB-AAABAB | BREAKER HYDRAULIC PUMP #2 PUMPS B
BAR007FJC-AAAW | VALVE RH STOP A BEFORE SEAT DRAIN MOVSSV3A VALVES C
BAR007FJC-AAAY | VALVE RH STOP B BEFORE SEAT DRAIN MOVSSV3B VALVES C
BAR007VBB-AAABAB | BREAKER EMERGENCY SEAL OIL PUMP PUMPS B
BAR007VBB-AAABAA | MOTOR 88ES1 EMERGENCY SEAL OIL PUMP PUMPS B
BAR007HKC-AAAAAJAB | CONTROLLER COOLING TOWER MAKEUP MASS FLOW CONTROL VALVE CIRCULATING WATER MAKEUP PIPING & VALVES @ TOWER COOLING TOWER STRUCTURE AND BASIN FORCED DRAFT COOLING TOWER C
BAR007HKC-AAAAAJAC | VALVE COOLING TOWER MAKEUP MOV CWMFV001 CIRCULATING WATER MAKEUP PIPING & VALVES @ TOWER COOLING TOWER STRUCTURE AND BASIN FORCED DRAFT COOLING TOWER C
BAR007GAB-AAAAAEAC | GAGE NITROGEN SYSTEM MAIN POWER TRANSFORMER 6B MAIN POWER TRANSFORMER B
BAR007GAC-AAAAABAB | MOTOR OIL COOLER PUMP MAIN POWER TRANSFORMER 6C MAIN POWER TRANSFORMER C
BAR007ZAC-AAAAACAC | CONSOLE MARK VIe GT2 SERVER OPERATOR CONSOLE HARDWARE ASSOCIATED WITH MARK VIe MARK VIe C
BAR007ZBC-AAAB | GENERATOR DISTRIBUTED CONTROL SYSTEM C
BAR007ZBC-AAAD | SWITCHYARD DISTRIBUTED CONTROL SYSTEM C
BAR007ZBC-AAAG | CONDENSATE DISTRIBUTED CONTROL SYSTEM C
BAR007ZBC-AAAK | AIR SYSTEM DISTRIBUTED CONTROL SYSTEM C
BAR007ZBC-AAAL | COMBUSTION TURBINE DISTRIBUTED CONTROL SYSTEM C
BAR007ZBC-ABAB | GAUGES CONTROL ROOM INDICATIONS C
BAR007VAB-AEACAB | SWITCH B EVAP COOLER LOW WATER LEVEL 71AC2 AIR INLET FILTER & EXHAUST SYSTEM AIR AND GAS I&C B
BAR007VEB-AAAAACAC | BREAKER COOLING AIR FAN BEARING AREA 88BN1 FANS COOLING AIR SYSTEM B
BAR007VEB-AAAAADAA | FAN COOLING AIR FAN BEARING AREA 88BN2 FANS COOLING AIR SYSTEM B
BAR007VEB-AAAAAEAA | FAN COOLING AIR FAN TURBINE COMPARTMENT 88BT1 FANS COOLING AIR SYSTEM B
BAR007VBA-ACAA | FILTERS LUBE OIL FILTERS/STRAINERS A
BAR007VBA-ABAA | EXCHANGER LUBE OIL HEAT LOHX1 COOLERS A
BAR007DDA-AAAAAB | VALVE PRESS CONTROL BYPASS EQUALIZING NGAPV004 GAS PIPING & VALVES HEADER TO FUEL GAS HEATER PIPING AND VALVES A
BAR006ZEC-AA | HARDWARE ASSOCIATED WITH LAN/VAN C
BAR007DDA-ADAF | VALVE OUTLET ISOLATION NORTH FILTERS FINAL SEPARATORS A
BAR007GDC-AA | SWITCHYARD AUTO BANK C
BAR007HBC-AAAAAC | BREAKER COOLING TOWER MAKEUP PUMP #3 PUMPS C
BAR007MCB-ACAA | PIPE PHOSPHATE PIPING AND VALVES B
BAR007NDA-AAAAAB | ANALYZER DA/LP FEED PUMP SUCTION HRSG A PH 084 WATER ANALYSIS ANALYZER PANEL INSTRUMENTS AND CONTROLS A
BAR007VEA-ACAAAA | SWITCH A COMPRESSOR BLEED VLV LIMIT 33CB1 COOLING & SEALING AIR SYSTEM COOLING SYSTEM I&C A
BAR007VEA-ACAAAE | SWITCH A TURBINE SHELL EXH FRAME BLOWER DISC PRESS 63TK1 COOLING & SEALING AIR SYSTEM COOLING SYSTEM I&C A
BAR007VBA-ADABAA | FAN 88QV1B MIST ELIMINATOR B VAPOR EXTRACTION A
BAR007VEB-ACAAAE | SWITCH B TURBINE SHELL EXH FRAME BLOWER DISC PRESS 63TK1 COOLING & SEALING AIR SYSTEM COOLING SYSTEM I&C B
BAR007VFA-AAAE | VALVE A FUEL GAS CONTROL VGC2 GAS A
BAR007WCB-AAAJAB | THERMOCOUPLE GAS TEMP INTO HP ECONOMZER BOILER B BLBTE305C HRSG B HP ECONOMIZER SECTION HP TUBING B
BAR007VCB-ADAB | SWITCH B HYDRAULIC OIL FILTER DIFF PRESS ALARM 63HF1 HYDRAULIC CONTROLS I&C B
BAR007WBA-AFAJAE | THERMOCOUPLE IP STEAM A BYP SPRAY WTR TEMP DSHATE00462 HRSG A STEAM BYPASS SYSTEM IP I & C IP BYPASS PIPING AND VALVES A
BAR007WBB-ACAEAA | THERMOCOUPLE HR B STEAM AT TURBINE TEMP HRBTE001 HOT REHEATER I & C HOT REHEAT PIPING AND VALVES B
BAR007WBB-ACAFAE | THERMOCOUPLE REHEAT B SPRAYWATER TEMP FWBTE409 HOT REHEAT SPRAY WATER I & C HOT REHEAT PIPING AND VALVES B
BAR007WBB-ADAD | VALVE HRSG B LP SUPERHEAT SAFETY LPBPSV201 LP STEAM PIPING AND VALVES B
BAR007WBB-ADAFAA | ELEMENT LP B ADMISSSION STEAM FLOW LPBFE001 INSTRUMENTS AND CONTROLS LP STEAM PIPING AND VALVES B
BAR007WCA-AAACAC | THERMOCOUPLE GAS TEMP OUT OF SPRHTR NO. 2 BOLIER BLATE302B TUBING SUPERHEATER #2 HP TUBING A
BAR007WCA-AAADAC | THERMOCOUPLE GAS TEMP INTO SPHTR NO.3 BOILER A BLATE303A TUBING SUPERHEATER #3 HP TUBING A
BAR007WCA-AAAE | TUBING SUPERHEATER #4 HP TUBING A
BAR007WCA-ABAC | TUBING ECONOMIZER #3 HRSG A HP ECONOMIZER HP A
BAR007MAB-AAAAAC | BREAKER BOILER FEED PUMP B1 PUMPS B
BAR007MAB-AAAAAE | VALVE SUCTION BOILER FEED PUMP B1 PUMPS B
BAR007MAB-AAAAAJAC | INDICATOR BFP B LUBE OIL COOLER PRESS DIFF CLCPDI015 LUBE OIL SKID B1 BOILER FEED PUMP B1 PUMPS B
BAR007MAB-AAABAE | VALVE SUCTION BOILER FEED PUMP B2 PUMPS B
BAR007MAB-AAABAG | VALVE SUPPLY THROTTLE BUSHING INBOARD BOILER FEED PUMP B2 PUMPS B
BAR007MAB-ABABAA | VALVE HP DISCHARGE ISOLATION FWBMV084 BFP HP DRUM FLOW PIPING & VALVES HRSG B PIPING AND VALVES B
BAR007HDC-ACAAAB | INDICATOR CIR WTR TO COND PRESSURE CWPI004 PIPING & VALVES CIRC. WATER TO CONDENSER WATER BOX CONDENSER CIRCULATING WATER I&C C
BAR007HDC-ACAAAN | TRANSMITTER CIRC. WATER FLOW TO SW HT EXCHANGE #1 CWFT003 PIPING & VALVES CIRC. WATER TO CONDENSER WATER BOX CONDENSER CIRCULATING WATER I&C C
BAR007VGB-ABAZ | BLADES STAGE 12 STATIONARY COMPRESSOR B
BAR007VGB-ABBL | BLADES STAGE 17 ROTATING COMPRESSOR B
BAR007VGB-ABBN | BLADES EGV2 STATIONARY COMPRESSOR B
BAR007VKA-AAAAAA | VALVE AUGEMNTATION STEAM THROTTLE ASAVA42A STEAM INJECTION POWER AUGMENTATION PIPING AND VALVES A
BAR007VKA-AAAAAB | VALVE AUGMENTATION STEAM AUTOMATIC DRAIN ASAVD15A STEAM INJECTION POWER AUGMENTATION PIPING AND VALVES A
BAR006ZAC-AAAAACAF | DCS DROP 211 OPERATOR CONSOLE HARDWARE ASSOCIATED WITH MARK VIe MARK VIe C
BAR006ZAC-ABAAAAAA | CABINET Remote I/O #11 CABINETS HARDWARE ASSOCIATED WITH OVATION OVATION C
BAR007WBA-AHAKAC | THERMOCOUPLE MAIN STEAM A DRAIN TEMP MSTE100 TWIP SYSTEM HRSG A TWIP SYSTEM A
BAR007WBA-AJAD | VALVE STEAM AUGMENTATION PRESSURE CONTROL ASATV101 STEAM AUGMENTATION PIPING AND VALVES A
BAR007WBB-AAAB | VALVE HP SUPERHEAT SAFETY MSBSR001 MAIN STEAM PIPING AND VALVES B
BAR007HKC-AAABAKAD | SWITCH K COOLING TOWER FAN OIL LEVEL COOLING TOWER FAN K CWCLK FANS FORCED DRAFT COOLING TOWER C
BAR007KCB-AAAA | CABLE RUNNING STATION B
BAR007MAA-AAAAAG | VALVE SUPPLY THROTTLE BUSHING INBOARD BOILER FEED PUMP A1 PUMPS A
BAR007MAA-AAAAAH | VALVE SUPPLY CONDENSATE THROTTLE BOILER FEED PUMP A1 PUMPS A
BAR007MAA-AAABAG | VALVE SUPPLY THROTTLE BUSHING INBOARD BOILER FEED PUMP A2 PUMPS A
BAR007HEC-AAAAAE | VALVE SUCTION COOLING WATER PUMP CLOSED LOOP#1 PUMPS C
BAR007PAB-ACAA | HEATER B ACCESSORY COMPT LO REGION 23HL3 COMPARTMENT ACCESSORY B
BAR007PAC-AA | BUILDING ELECTRICAL C
BAR007RCA-AAAAAB | DETECTOR FLAME GAS TURBINE A FIRE PROTECTION SYSTEM CO2 CO2 SYSTEM A
BAR007RCA-ABAAAD | SWITCH PILOT LINE SUPERVISORY PRESS 63FP1D GAS TURBINE A FIRE PROTECTION SYSTEM CO2 CO2 I&C A
BAR007VGA-ABAG | BLADES STAGE 3 ROTATING COMPRESSOR A
BAR007VGA-ABAN | BLADES STAGE 6 ROTATING COMPRESSOR A
BAR007VGA-ABBL | BLADES STAGE 17 ROTATING COMPRESSOR A
BAR007VKA-AAAAAF | VALVE AUG STEAM VENT VALVE ASAMV125 STEAM INJECTION POWER AUGMENTATION PIPING AND VALVES A
BAR007VKA-ABAAAF | ELEMENT AUGMENTTION STEAM A TEMPERATURE FLOW ASAFEMSTI2A STEAM INJECTION POWER AUGMENTATION WATER/STEAM INJECTION I&C A
BAR007VKA-ABAAAG | THERMOCOUPLE AUGMENTATION STEAM B TEMPERATURE ASBTE103 STEAM INJECTION POWER AUGMENTATION WATER/STEAM INJECTION I&C A
BAR006WJA-ABAD | VALVE HRSG A IP EVAP. BLOWDOWN MOV IPAMV166B HRSG A BLOWDOWN VALVES CONTINUOUS & INTERMITTENT A
BAR006WJA-ABAF | VALVE HRSG A LP EVAP. BLOWDOWN MOV LPAMV266B HRSG A BLOWDOWN VALVES CONTINUOUS & INTERMITTENT A
BAR006YBB-AAAAAH | VALVE ISOLATION FORWARDING SKID SOUTH BYPASS AMMONIA FORWARDING SKID PIPING AND RELATED HRSG B AMMONIA FORWARDING SKID B B
BAR006YBB-AAAAAK | VALVE ISOLATION FORWARDING SKID SUPPLY AMMONIA FORWARDING SKID PIPING AND RELATED HRSG B AMMONIA FORWARDING SKID B B
BAR006YBB-AAABAAAE | VALVE ISOLATION PUMP SUCTION AMMONIA FORWARDING PUMP A AMMONIA FORWARDING PUMPS HRSG B AMMONIA FORWARDING SKID B B
BAR006YBB-AAABABAA | PUMP AMMONIA FORWARDING PUMP B AMMONIA FORWARDING PUMPS HRSG B AMMONIA FORWARDING SKID B B
BAR007KCC-ABAFAA | TRANSFORMER 4160V/480V SS B BREAKER FRAME 4B B SS TRANSFORMER 4160 VOLT C
BAR007KEC-AAAF | BREAKER STATION BATTERY CHARGER DC ELECTRICAL C
BAR007LAC-AAACAB | TRANSMITTER CONDENSER PRESSURE CDPT004 #2 INSTRUMENTS AND CONTROLS CONDENSER C
BAR007WGB-ACAAAC | TRANSMITTER LP DRUM LEVEL BOILER B BLBLT244 DRUM LP DRUM B
BAR007DDA-AAABAAAA | TRANSMITTER FEEDWATER FUEL GAS PREHEAT FLOW FWAFT004 ELEMENT FEEDWATER HEATER FLOW FWAFE004 FEEDWATER PIPING AND VALVES FOR FUEL GAS HEATER PIPING AND VALVES A
BAR007HBC-AAABAB | FILTER 74 COOLING TOWER MAKEUP PUMP #4 PUMPS C
BAR007HBC-AAABAE | PUMP COOLING TOWER MAKEUP PUMP #4 PUMPS C
BAR007HBC-AAABAJ | VALVE MINIMUM FLOW PRESSURE CONTROL CWMPV002 COOLING TOWER MAKEUP PUMP #4 PUMPS C
BAR007YAC-AAACAD | VALVE CHECK UNLOADING LIQUID PIPING AMMONIA LIQUID PIPING VALVES AND RELATED EQUIPMENT UNLOADING STATION C
BAR007YAC-AAABAC | VALVE EXCESS FLOW UNLOADING VAPOR PIPING AMMONIA VAPOR PIPING VALVES AND RELATED EQUIPMENT UNLOADING STATION C
BAR007YAC-AAABAF | VALVE ISOLATION UNLOADING VAPOR AUTO AMMONIA VAPOR PIPING VALVES AND RELATED EQUIPMENT UNLOADING STATION C
BAR007WBA-ABAGAK | THERMOCOUPLE COLD REHEAT DRAIN TEMP CHRTE400 HRSG A COLD REHEATER I & C IP/COLD REHEAT PIPING AND VALVES A
BAR007WBA-ABAGAE | THERMOCOUPLE COLD REHEAT A STEAM TEMP CRATE105 HRSG A COLD REHEATER I & C IP/COLD REHEAT PIPING AND VALVES A
BAR007WBA-ABAGAF | THERMOCOUPLE COLD REHEAT A STEAM TEMP CRATE420 HRSG A COLD REHEATER I & C IP/COLD REHEAT PIPING AND VALVES A
BAR007WBA-ABAGAT | TRANSMITTER COLD REHEAT HEADER PRESS CRPT120 HRSG A COLD REHEATER I & C IP/COLD REHEAT PIPING AND VALVES A
BAR007WBA-ACAB | VALVE RH DESPRHT SPRAY BLK FWAMV423 HOT REHEAT PIPING AND VALVES A
BAR007HCC-AAAAABAA | PUMP WTPU02B SODIUM BISULFITE METERING PUMP B PUMPS CHLORINATION C
BAR007HCC-AAAAACAC | BREAKER COOLING TOWER BIOCIDE A PUMP PUMPS CHLORINATION C
BAR007NDB-AAAAAM | ANALYZER LP ADMISSION STEAM HRSG B PH 308 WATER ANALYSIS ANALYZER PANEL INSTRUMENTS AND CONTROLS B
BAR007WHB-AAADAA | FAN DUCT BURNER SCANNER COOLING FAN #1 HRSG B DUCT BURNER SKID B
BAR007WHB-AAAF | ASSEMBLY DUCT BURNER BAFFLE ASSEMBLIES HRSG B DUCT BURNER SKID B
BAR007YAC-ABAAAM | VALVE RELIEF COMPRESSOR LIQUID TRAP AMMONIA COMPRESSOR COMPRESSORS C
BAR007VBA-AAADAB | BREAKER LUBE OIL #2 PUMP PUMPS A
BAR007VEB-AAAAAHAC | BREAKER LOAD COMPARTMENT COOLING AIR FAN 88VG2 FANS COOLING AIR SYSTEM B
BAR007HKC-AAABAEAD | SWITCH E COOLING TOWER FAN OIL LEVEL COOLING TOWER FAN E CWCLE FANS FORCED DRAFT COOLING TOWER C
BAR007VAB-AEAAAA | SWITCH B INLET HEATING DRAIN VALVE LIMIT 33TH4 INLET AIR HEATING BLEED HEAT AIR AND GAS I&C B
BAR007VAB-AEABAC | SWITCH B GEAR/LOAD COMP AIR PRESSURE 63AG1 HEAT & VENT SYSTEM AIR AND GAS I&C B
BAR007VBA-AEAAAE | TANK TANK LUBE OIL FILTERS & PIPING TANKS A
BAR007VEB-ABABAB | BREAKER EXHAUST FRAME FAN #2 EXHAUST FRAME COOLING B
BAR007VBA-AEABAA | INDICATOR OIL RES PRESS DIFF CLCPDI010 LUBE OIL TANK FILTERS & PIPING I & C TANKS A
BAR007VBA-AEABAD | SWITCH A LO HEADER HIGH TEMP TRIP 26QT1A LUBE OIL TANK FILTERS & PIPING I & C TANKS A
BAR007VBA-AEABAE | SWITCH A LO HEADER HIGH TEMP TRIP 26QT1B LUBE OIL TANK FILTERS & PIPING I & C TANKS A
BAR007DDB-AEAHAA | TRANSMITTER NAT GAS FILTER SEP DIFF PRESS NGBPDT001 TRANSMITTERS FILTERS FINAL SEPARATORS B
BAR007WEA-AAAAAC | VALVE DISCHARGE ECONOMIZER RECIRCULATING PUMP #3A PUMPS A
BAR007WDB-AA | STRUCTURE STEEL HRSG B B
BAR007DDB-AEAHAC | TRANSMITTER LOCATED ON FILTER SEPERATOR LEVEL NGBLT01B TRANSMITTERS FILTERS FINAL SEPARATORS B
BAR006YAC-AAACAA | ARM UNLOADING AMMONIA LIQUID AMMONIA LIQUID PIPING VALVES AND RELATED EQUIPMENT UNLOADING STATION C
BAR006YAC-ABAAAE | TRAP LIQUID COMPRESSOR AMMONIA COMPRESSOR COMPRESSORS C
BAR007WCA-ACABAD | THERMOCOUPLE GAS TEMP OUT OF IP SPRHTR BOILER A BLATE304C TUBING SUPERHEATER IP TUBING A
BAR007WCA-ADAB | TUBING #2 REHEATER HRSG A REHEATER TUBING A
BAR007WEA-AAABAE | VALVE SUCTION ECONOMIZER RECIRCULATING PUMP #4A PUMPS A
BAR007MAB-ABACAA | VALVE IP DRUM FLOW CONTROL FWBFV186 BFP IP DRUM FLOW PIPING & VALVES HRSG B PIPING AND VALVES B
BAR007HEC-AAABAA | FILTER 72 COOLING WATER PUMP CLOSED LOOP #2 PUMPS C
BAR007HEC-ABACAA | VALVE CLC EXCHANGER ISO CLCMV001 PIPING CLC HEAT EXCHANGER COOLING WATER CCW COOLERS C
BAR007HEC-ABACAD | VALVE CLC EXCHANGER ISO CLCMV004 PIPING CLC HEAT EXCHANGER COOLING WATER CCW COOLERS C
BAR007HEC-ADACAA | VALVE HEAT EXCHANGER BYPASS CLCFV001 PIPING & VALVES CLC WATER RETURN PIPING AND VALVES C
BAR007WJA-ABAA | VALVE HRSG A HP EVAP. BLOWDOWN MOV HPAMV066A HRSG A BLOWDOWN VALVES CONTINUOUS & INTERMITTENT A
BAR007WJA-ABAH | VALVE IP DRUM TO BLOWDOWN TANK FLOW CONTROL BLAFV161B HRSG A BLOWDOWN VALVES CONTINUOUS & INTERMITTENT A
BAR007WJA-ACAE | THERMOCOUPLE BLOWDOWN TANK TEMP BOILER A BLATE320 BLOWDOWN I&C A
BAR007WJB-ACAD | INDICATOR BLOWDOWN TANK BOILER B PRESSURE BLBPI312 BLOWDOWN I&C B
BAR007VEA-AAAAAEAA | FAN COOLING AIR FAN TURBINE COMPARTMENT 88BT1 FANS COOLING AIR SYSTEM A
BAR007VGB-AEAE | SHROUDS 2ND STAGE TURBINE B
BAR007VGB-AEAH | SHROUDS 3ND STAGE TURBINE B
BAR007VKA-ABAAAR | TRANSMITTER B AUG STEAM FLOW 96AJ1 STEAM INJECTION POWER AUGMENTATION WATER/STEAM INJECTION I&C B
BAR007VKB-AAAAAA | VALVE AUGMENTATION STEAM AUTOMATIC DRAIN ASBVD15B STEAM INJECTION POWER AUGMENTATION PIPING AND VALVES B
BAR007VKB-AAAAAB | VALVE AUGMENTATION STEAM AUTOMATIC DRAIN ASBVD14B STEAM INJECTION POWER AUGMENTATION PIPING AND VALVES B
BAR007VKB-AAAAAE | VALVE MAIN STEAM SUPPLY TEMP CONTROL ASBTV101 STEAM INJECTION POWER AUGMENTATION PIPING AND VALVES B
BAR007VKB-AAAAAF | VALVE AUGMENTATION STEAM THROTTLE ASBVA42B STEAM INJECTION POWER AUGMENTATION PIPING AND VALVES B
BAR006WCB-AAADAH | THERMOCOUPLE HP SPRHTR NO. 3 TUBE TEMP BOILER B BLBTE092B TUBING SUPERHEATER #3 HP TUBING B
BAR007WBB-AAAGAB | THERMOCOUPLE ATTEMPORATOR SPRAYWATER TEMP FWBTE009 HRSG B HP ATTEMPERATOR SECTION MAIN STEAM PIPING AND VALVES B
BAR007WBB-AGAB | VALVE SPRAY WATER SHUTOFF TEMPERATURE CONTROL DSHBMV250 IP BYPASS ATTEMPERATOR VALVES & PIPING B
BAR007WCB-AAAAAE | THERMOCOUPLE HP EVAPORATOR TUBE TEMP BOILER B BLBTE098B TUBING EVAPORATOR HP TUBING B
BAR007MAA-ABABAB | VALVE HP DRUM LEVEL FLOW CONTROL FWAFV086 BFP HP DRUM FLOW PIPING & VALVES HRSG A PIPING AND VALVES A
BAR007MCA-AAAAABAA | MOTOR PHOSPHATE #3 PUMP PHOSPHATE FEED PUMPS A
BAR007HEC-AEACAB | INDICATOR CLOSED LOOP COOL PUMP 1 SUCT PRESSURE CLCPI005 COOLING WATER PUMP CLOSED LOOP #1 SERVICE WATER I&C C
BAR007RCB-ABAAAB | SWITCH LOW PRESSURE ALARM 63FP1A GAS TURBINE B FIRE PROTECTION SYSTEM CO2 CO2 I&C B
BAR007RCB-ABAAAJ | SWITCH INITIAL DISCH PRESS ZONE3 80FP3 GAS TURBINE B FIRE PROTECTION SYSTEM CO2 CO2 I&C B
BAR007YAC-AAAAAA | REGULATOR UNLOADING NITROGEN NITROGEN PIPING VALVES AND RELATED EQUIPMENT UNLOADING STATION C
BAR007VCB-ADAK | SWITCH B LOW HYDRAULIC OIL PUMP PH21 INLET PRESS 63HQ6B HYDRAULIC AND TRIP OIL SYSTEM I&C B
BAR007VDA-AAAC | MOTOR TURNING GEAR 88TG1 TURNING GEAR A
BAR007YAC-AFAAAA | PIPING AMMONIA AMMONIA UNLOADING AREA AMMONIA UNLOADING & STORAGE AREA PIPING PIPING AND ASSOCIATED VALVES C
BAR007YAC-AFAAAD | PIPING NITROGEN AMMONIA UNLOADING AREA AMMONIA UNLOADING & STORAGE AREA PIPING PIPING AND ASSOCIATED VALVES C
BAR007YBA-AAAAAH | VALVE ISOLATION FORWARDING SKID SOUTH BYPASS AMMONIA FORWARDING SKID PIPING AND RELATED HRSG A AMMONIA FORWARDING SKID A
BAR007VKB-AAAAAJ | VALVE TRAIN B AUG STEAM HEADER SAFETY ASBSV120 STEAM INJECTION POWER AUGMENTATION PIPING AND VALVES B
BAR007WBB-ABAF | VALVE IP SUPERHEAT SAFETY CRBSR101 IP/COLD REHEAT PIPING AND VALVES B
BAR007LAC-ABAD | VALVE HOTWELL MAKEUP HOTWELL C
BAR007LAC-ACABAA | VALVE EXHAUST HOOD SPRAY AOVWSVGE EXHAUST HOOD SPRAY & CONDENSER SPRAY CURTAIN PIPING AND VALVES C
BAR007WBB-ALAC | VALVE SPRAY WATER SUPPLY TEMP CONTROL DSHAFV301 STEAM AUGMENTATION PIPING AND VALVES B
BAR007LEC-AAACAC | TRANSMITTER CONDENSATE STORAGE TANK EMERGENCY DUMP FLOW CDMFT001 CONDENSATE I&C VALVES PIPING AND RELATED EQUIPMENT C
BAR007LFA-AAAAAC | VALVE LOW PRESSURE DRUM LEVEL CONTROL CDAFV286 CONDENSATE TO HRSG A PIPING & VALVES PIPING AND VALVES A
BAR007LFA-AAABAD | ELEMENT LOW PRESSURE ECON A CONDENSATE FLOW CDBFE203 INSTRUMENTS AND CONTROLS PIPING AND VALVES A
BAR007LGC-AAAD | BLOWER GLAND SEAL STEAM EXHAUSTER C
BAR007MAA-ACADAD | TRANSMITTER IP A FEEDWATER PRESSURE FWAPT002 BFP IP DRUM FLOW SECTION BOILER FEED PUMP I&C A
BAR007HCC-AAAAAEAB | MOTOR SCALE INHIBITOR METERING PUMP A PUMPS CHLORINATION C
BAR007HCC-AAABAC | PIPING MISC. PIPING FOR SCALE INHIBITOR CHEMICAL INJECTION @ TOWER VALVES AND PIPING CHLORINATION C
BAR007VDB-AAAA | GEARBOX TURNING GEAR DRIVE TURNING GEAR B
BAR007VGA-AGADAB | TRANSMITTER A EXHAUST DUCT PRESSURE 96EP2 MARK VIe CONTROL SYSTEM GAS TURBINE I&C A
BAR007YBA-AAABABAA | PUMP AMMONIA FORWARDING PUMP B AMMONIA FORWARDING PUMPS HRSG A AMMONIA FORWARDING SKID A
BAR007YBA-AAABABAF | VALVE ISOLATION PUMP SUCTION AMMONIA FORWARDING PUMP B AMMONIA FORWARDING PUMPS HRSG A AMMONIA FORWARDING SKID A
BAR007YBB-AAAAAA | STRAINER SKID FORWARDING AMMONIA FORWARDING SKID PIPING AND RELATED HRSG B AMMONIA FORWARDING SKID B
BAR007YBB-AAAAAF | VALVE CHECK PUMP BYPASS AMMONIA FORWARDING SKID PIPING AND RELATED HRSG B AMMONIA FORWARDING SKID B
BAR007YBB-AAABAAAD | COUPLING AMMONIA FORWARDING PUMP A AMMONIA FORWARDING PUMPS HRSG B AMMONIA FORWARDING SKID B
BAR007YBB-AAABABAC | BREAKER AMMONIA FORWARDING PUMP B AMMONIA FORWARDING PUMPS HRSG B AMMONIA FORWARDING SKID B
BAR007WBA-ADAD | VALVE HRSG A LP STEAM HDR ISO MOV LPAMV201 LP STEAM PIPING AND VALVES A
BAR007LAC-ADAAAFAC | MOTOR NO. 1 CONDENSER RECIRCULATION PUMP CONDENSER VACUUM PUMP 6A SKID VACUUM PUMPS C
BAR007LAC-ADABAA | EXCHANGER NO. 2 CONDENSER VACUUM PUMP VAPU002 CONDENSER VACUUM PUMP 7B SKID VACUUM PUMPS C
BAR007LHC-AAAA | TANK AMMONIA TANKS C
BAR007NDC-AAABAH | ANALYZER SILICA TOP EAST 658 WATER ANALYSIS ANALYZER PANEL INSTRUMENTS AND CONTROLS C
BAR007PAA-AA | BUILDING PEECC G.T. A A
BAR007PAA-ACAE | HEATER A GAS VALVE HUMIDITY PROTECTION 23VL3 COMPARTMENT ACCESSORY A
BAR007YCB-AAAAABAA | FAN DILUTION AIR FAN #2 HRSG B DILUTION AIR FAN AMMONIA SKID HRSG B B
BAR007HKC-AAABAFAE | BREAKER COOLING TOWER FAN F CWCLF FANS FORCED DRAFT COOLING TOWER C
BAR007HKC-AAABAHAC | MOTOR COOLING TOWER FAN H CWCLH FANS FORCED DRAFT COOLING TOWER C
BAR007HKC-AAABAJAE | BREAKER COOLING TOWER FAN J CWCLJ FANS FORCED DRAFT COOLING TOWER C
BAR007WGB-AAAAAB | THERMOCOUPLE HP DRUM SKIN TEMP BOILER B BLBTE094 DRUM HP DRUM B
BAR007WEB-AAAAAB | BREAKER ECONOMIZER RECIRCULATING PUMP #3B PUMPS B
BAR007WEB-AAAAAF | PUMP ECONOMIZER RECIRCULATING PUMP #3B PUMPS B
BAR007YCC-AAAB | BREAKER DILUTION AIR FAN C
BAR007YDA-AAAA | PIPING AND VALVES FROM SKID A TO HRSG AMMONIA INJECTION GRID HRSG A A
BAR007YEB-ABAA | SCR CATALYST HRSG B CATALYST B
BAR007FFC-ADAAAC | HEATER LUBE OIL RESERVOIR A UNIT LUBE OIL TANK FILTERS & PIPING TANKS C
BAR007FFC-AAAAADAC | SWITCH LUBE OIL PUMP NO.2 START PRESS PS265B LUBE OIL PUMP #2 LUBE OIL PUMPS PUMPS C
BAR006WGA-AEAAAF | GAUGE. DRUM LEVEL GAUGE/WATER COLUMN ASSEMBLY A BOILER BLALG232 HRSG A DRUMS HEADERS LINKS DRUMS TANKS I&C A
BAR006WCB-ACADAD | THERMOCOUPLE GAS TEMP OUT OF IP SPRHTR BOILER B BLBTE304D HRSG B IP SECTION IP TUBING B
BAR006YBA-AAAAAE | VALVE ISOLATION DISCHARGE RELIEF AMMONIA FORWARDING SKID PIPING AND RELATED HRSG A AMMONIA FORWARDING SKID A A
BAR007EFA-AAAA | HYDROGEN PIPING & VALVES TO GT A GENERATOR VALVES AND PIPING A
BAR007FAC-ABAM | TRANSMITTER MAIN STEAM PRESSURE MSPT2032 HIGH PRESSURE I&C C
BAR006WCB-AFABAA | THERMOCOUPLE GAS TEMP OUT OF FW PREHTR BOILER B BLBTE306A HRSG B LP FEEDWATER PREHEATER SECTION I & C FEEDWATER PREHEATER TUBING B
BAR006WCB-AFABAC | THERMOCOUPLE GAS TEMP OUT OF FW PREHTR BOILER B BLBTE306C HRSG B LP FEEDWATER PREHEATER SECTION I & C FEEDWATER PREHEATER TUBING B
BAR006WCB-AFABAD | THERMOCOUPLE GAS TEMP OUT OF FW PREHTR BOILER B BLBTE306D HRSG B LP FEEDWATER PREHEATER SECTION I & C FEEDWATER PREHEATER TUBING B
BAR006WDB-AB | DOORS HRSG B B
BAR007DDB-AAAAAFAD | TRANSMITTER NATURAL GAS PRESSURE NGBPT001 TRANSMITTERS GAS PIPING & VALVES HEADER TO FUEL GAS HEATER PIPING AND VALVES B
BAR007EBC-AAAA | EXCITER STEAM TURBINE EXCITER C
BAR007EBC-AAAC | BEARING OUTBOARD STEAM TURBINE EXCITER C
BAR007EBC-AAAE | RECTIFIERS STEAM TURBINE EXCITER C
BAR007EBC-AAAH | COOLER STEAM TURBINE EXCITER C
BAR007FAC-ABAQBC | PROBE NO. 4 BRG VIBRATION YAXIS VP4YD TURBINE PROTECTION HIGH PRESSURE I&C C
BAR007EFA-ABAA | SWITCH A GENERATOR CO2 PRESSURE 63CT5 INSTRUMENTS AND CONTROLS A
BAR007EFA-ABAB | SWITCH A HIGH GENERATOR CASING PRESSURE 63GH1 INSTRUMENTS AND CONTROLS A
BAR007EFB-ABAG | TRANSMITTER GT B CELL #2 QUALITY SIGNAL QT290B INSTRUMENTS AND CONTROLS B
BAR007FDC-AEAAAH | SWITCH LOW HYD FLUID TRIP AND ALARM PS281E HYDRAULIC OIL SYSTEM EHC HYDRAULIC CONTROLS I&C C
BAR007FDC-AAABAE | MOTOR HYDRAULIC FLUID CIRC. PUMP PUMPS C
BAR007FAC-ABAQBE | PROXIMITER NO. 4 BRG YAXIS FOR VP4YD TURBINE PROTECTION HIGH PRESSURE I&C C
BAR007FCC-ABAB | BLOWDOWN TANK JET PUMP BOCPU001 BLOWDOWN TANK & ACCESSORIES C
BAR007FDC-ADAE | FILTER STEAM TURBINE HYDRAULIC POLISHING MISCELLANEOUS EQUIPMENT C
BAR007EFC-ABAD | SWITCH ST GENERATOR GAS LOW PRESS PSL2950 GAS I&C C
BAR007FDC-AAADAB | BREAKER HYDRAULIC FLUID PUMP #2 PUMPS C
BAR006WEA-AAAAAD | VALVE SUCTION ECONOMIZER RECIRCULATING PUMP #3A PUMPS A
BAR006WEB-AAAAAC | VALVE DISCHARGE ECONOMIZER RECIRCULATING PUMP #3B PUMPS B
BAR006WEB-AAABAD | VALVE SUCTION ECONOMIZER RECIRCULATING PUMP #4B PUMPS B
BAR006WFA-AA | PIPING AND VALVES A
BAR006WGB-AEAAAG | GAUGE TEMPORY BOILOUT LEVEL GAUGE BOILER B BLBLG230B HRSG B DRUMS HEADERS LINKS DRUMS & TANKS I&C B
BAR006YBA-AAABAAAB | MOTOR AMMONIA FORWARDING PUMP A AMMONIA FORWARDING PUMPS HRSG A AMMONIA FORWARDING SKID A A
BAR007EAA-AAAG | STATOR GENERATOR GAS TURBINE A
BAR007EAA-ABAE | MONITOR BEARING METAL TEMPGENERATOR BEARING #1 GENERATOR I&C A
BAR007EAA-ABAL | TRANSMITTER GENERATOR ROTOR FAN PRESS DIFF PDT292 GENERATOR I&C A
BAR007EAA-ABAP | INDICATOR GAS TURB A H2 COOLER CLCTI011 TEMPERATURE GENERATOR I&C A
BAR007EAB-AAAG | STATOR GENERATOR GAS TURBINE B
BAR006YCA-AAAAABAA | FAN DILUTION AIR FAN #2 HRSG A DILUTION AIR FAN AMMONIA SKID HRSG A A
BAR006YCA-AAABAA | PIPING AND VALVES AMMONIA SKID A PIPING VALVES AND RELATED EQUIPMENT AMMONIA SKID HRSG A A
BAR007EAB-ABAA | RELAY # TORSIONAL STRESS RELAY GENERATOR I&C B
BAR007ECA-ABAB | REGULATOR HYDROGEN SIDE VALVES AND PIPING A
BAR007EAC-ABAF | INDICATOR STEAM TURB H2 COOLER PRESS DIFF CLCPDI005 GENERATOR I&C C
BAR007FAC-ABAQAV | PROBE NO. 3 BRG VIBRATION XAXIS VP3XD TURBINE PROTECTION HIGH PRESSURE I&C C
BAR007ECC-AB | TANK C
BAR007ECC-ACAE | SWITCH LIQUID LEVEL DETECTOR HIGH LEVEL LSHH2992 INSTRUMENTS AND CONTROLS C
BAR007EFB-AAAB | CO2 PIPING & VALVES TO GT B GENERATOR VALVES AND PIPING B
BAR006WGA-AAAAAG | INDICATOR HP DRUM PRESSURE BOILER A BLAPI010 DRUM HP DRUM A
BAR006WGA-ABAAAA | THERMOCOUPLE IP DRUM A TEMP FWATE002 DRUM IP DRUM A
BAR006WGA-AEAAAE | GAUGE DRUM LEVEL GAUGE/TIE BAR ASSEMBLY A BOILER BLALG23 LEVEL HRSG A DRUMS HEADERS LINKS DRUMS TANKS I&C A
BAR006WHA-AAAF | ASSEMBLY DUCT BURNER BAFFLE ASSEMBLIES HRSG A DUCT BURNER SKID A
BAR007EAB-ABAM | INDICATOR GAS TURB B H2 COOLER PRESS DIFF CLCPDI012 GENERATOR I&C B
BAR006YAC-AEAAAD | PIPING SUPPRESSION TANK VAPOR AMMONIA SUPPRESSION SYSTEM FOR UNLOADING SKID & TANKS SUPPRESSION SYSTEM C
BAR006WHA-ADAG | SWITCH BLOWER A AIR PRESS BMAPSL029 DUCT BURNERS I&C A
BAR006WHB-AAAEAB | MOTOR DUCT BURNER SCANNER COOLING FAN #2 HRSG B DUCT BURNER SKID B
BAR006WHB-ADAC | INDICATOR BURNER SKID B INSTR AIR PRESS BMBPI001 DUCT BURNERS I&C B
BAR007FFC-AAAAACAA | MOTOR LUBE OIL PUMP #1 LUBE OIL PUMPS PUMPS C
BAR007FFC-AAAAADAF | VALVE SUCTION LUBE OIL PUMP #2 LUBE OIL PUMPS PUMPS C
BAR007FFC-AAAAADAG | PUMP LUBE OIL PUMP #2 LUBE OIL PUMPS PUMPS C
BAR006WBB-ACAC | VALVE RH DESPRHT SPRAY BLK FWBMV423 HOT REHEAT PIPING AND VALVES B
BAR006WBA-AGAEAB | TRANSMITTER LP BYPASS STEAM A PRESSURE LPBAPT001 HRSG A STEAM BYPASS SYSTEM LP I & C LP BYPASS PIPING AND VALVES A
BAR006NDA-AAAAAB | PORT HRSG A DA/LP FEED PMP SUCTION SAMPLE PH & CONDUCTIVITY WATER ANALYSIS SAMPLE PANEL WATER SIDE INSTRUMENTS AND CONTROLS A
BAR006MCB-AAAAABAD | MOTOR PHOSPHATE PUMP #4 HRSG B IP DRUM PHOSPHATE FEED PUMPS B
BAR006WBB-AHAB | VALVE SPRAY WATER SHUTOFF TEMPERATURE CONTROL DSHBMV250 IP BYPASS ATTEMPERATOR VALVES & PIPING B
BAR006NDB-AAABAA | ANALYZER DA/LP FEED PMP SUCTION HRSG B CONDUCTIVITY 260 WATER ANALYSIS ANALYZER PANEL INSTRUMENTS AND CONTROLS B
BAR007FFC-ADAAAL | HEATER LO TANK IMMERSION HTR123 LUBE OIL TANK FILTERS & PIPING TANKS C
BAR007FFC-ADABAA | ALARM HIGH LUBE OIL LEVEL LS260A INSTRUMENTS AND CONTROLS TANKS C
BAR006WBB-AHAD | VALVE SPRAY WATER SHUTOFF TEMPERATURE CONTROL DSHBMV270 IP BYPASS ATTEMPERATOR VALVES & PIPING B
BAR006WBB-AJAB | VALVE LP STEAM BYPASS PRESSURE CONTROL LPBBPV100 LP BYPASS PIPING AND VALVES B
BAR006NDB-AAABAC | ANALYZER HP BOILER DRUM HRSG B CONDUCTIVITY 388 WATER ANALYSIS ANALYZER PANEL INSTRUMENTS AND CONTROLS B
BAR006NDC-AAABAR | INDICATOR BOILER WTR ANALYSIS PNL PRESS DIFF CLCPDI021 WATER ANALYSIS ANALYZER PANEL INSTRUMENTS AND CONTROLS C
BAR006VKA-ABAAAC | SWITCH A STEAM AUG DRAIN VALVE #5 LIMIT 33BS5 STEAM INJECTION POWER AUGMENTATION WATER/STEAM INJECTION I&C A
BAR006NDC-AAABAS | PROBE COMBINED CYCLE WATER LAB PH WATER ANALYSIS ANALYZER PANEL INSTRUMENTS AND CONTROLS C
BAR006PAA-ABAB | HEATER A SPACETURBINE COMPT 23HT3B COMBUSTION CHAMBER A
BAR006PAA-ADAAAAAC | BREAKER 2A SUMP PUMP WEST SUMP CT A AREA PUMPS A
BAR006VKA-ABAAAL | THERMOCOUPLE AUGMENTATION STEAM A TEMP ASATE105 STEAM INJECTION POWER AUGMENTATION WATER/STEAM INJECTION I&C A
BAR006VKB-AAAAAK | VALVE TRAIN B AUGMENTATION STEAM TEMP CONT. ATTEMP SPRAY VALVE STEAM INJECTION POWER AUGMENTATION PIPING AND VALVES B
BAR006WBA-AAAGAF | THERMOCOUPLE HP STEAM A BYP SPRAY WTR TEMP DSHATE002 HRSG A HP ATTEMPERATOR SECTION I & C MAIN STEAM PIPING AND VALVES A
BAR006WBB-AAAGAB | THERMOCOUPLE ATTEMPORATOR SPRAYWATER TEMP FWBTE009 HRSG B HP ATTEMPERATOR SECTION MAIN STEAM PIPING AND VALVES B
BAR006WCA-AAAFAA | THERMOCOUPLE HP EVAPORATOR TUBE TEMP BOILER A BLATE096A HRSG A HP TUBING I & C HP TUBING A
BAR006NDA-AAAAAL | PORT HRSG A LP ADMISSION STEAM PH & CONDUCTIVITY SAMPLE WATER ANALYSIS SAMPLE PANEL WATER SIDE INSTRUMENTS AND CONTROLS A
BAR006NDA-AAABAB | ANALYZER DA/LP FEED PUMP SUCTION HRSG A PH 084 WATER ANALYSIS ANALYZER PANEL INSTRUMENTS AND CONTROLS A
BAR006NDA-AAABAD | ANALYZER HP BOILER DRUM HRSG A PH 212 WATER ANALYSIS ANALYZER PANEL INSTRUMENTS AND CONTROLS A
BAR006RAC-ABABAA | SPRINKLER FOG SYSTEM H2 SEAL OIL UNIT FIXED MANUAL HYDROGEN SEAL OIL SYSTEM FIRE PROTECTION STATIONS C
BAR006RCA-ABAAAA | SWITCH INITIAL DISCH PRESS ZONE1 80FP1 GAS TURBINE A FIRE PROTECTION SYSTEM CO2 CO2 I&C A
BAR006VGB-AAAAAC | FILTER VANES VARIABLE INLET GUIDE INLET BELLMOUTH B
BAR006VGA-AGADAB | TRANSMITTER A EXHAUST DUCT PRESSURE 96EP2 MARK VIe CONTROL SYSTEM GAS TURBINE I&C A
BAR006WAC-ABAA | VALVE PRESSURE RELIEF TANK C
BAR006WAC-ABAE | EVAPORATOR TANK A TANK C
BAR006WBA-AAAD | VALVE MS DESUPERHEAT SPRAY BLK FWAMV023 MAIN STEAM PIPING AND VALVES A
BAR006WGA-ACAC | VALVE SAFETY LPAPSV203 LP DRUM A
BAR006WCB-ADACAB | THERMOCOUPLE REHEAT NO. 2 TUBE TEMP BOILER B BLBTE492A HRSG B REHEATER TUBING REHEATER TUBING B
BAR006FFC-ADAA | LUBE OIL TANK FILTERS & PIPING TANKS C
BAR006LBC-AAABAC | STARTER CONDENSATE PUMP #2 CDPU002 PUMPS C
BAR007DDA-ABABAA | EXCHANGER 220 KW ELECTRIC FEEDWATER HEATER HEAT 04 ELECTRIC HEATER FOR FUEL GAS HEATERS A
BAR007KCD-AH | TRANSFORMER SQUARE D SING PHASE 480/120208V XFMR FEEDS CEMS PN
BAR006BHB-AAAR | PROBE HRSG B CEMS
BAR007GAA-AAAAAEAD | NITROGEN BOTTLE/SUPPLY NITROGEN SYSTEM MAIN POWER TRANSFORMER 6A MAIN POWER TRANSFORMER A
BAR006WGA-AAAAAA | TRANSMITTER HP DRUM LEVEL BOILER A BLALT040 DRUM HP DRUM A
BAR006FCC-ACAM | MARK VIe CONTROL SYSTEM LOW PRESSURE I&C C
BAR006VBB-AF | PIPING VALVES & RELATED EQUIPMENT B
BAR006PC-AA | AIR HANDLING UNITSHVAC
BAR006PC-AAAAAD | AIR HANDLING UNITSHVAC
BAR007PC-AAAAAF | AIR HANDLING UNITSHVAC
BAR006PC-AAAAAL | AIR HANDLING UNITSHVAC
BAR006FDC-AEBH | TRANSMITTER HYD FLUID RESERVOIR LOW LEVEL ALARM LS280B HYDRAULIC CONTROLS I&C C
BAR006WHA-ADAH | TRANSMITTER MAIN GAS A HEADER PRESSURE BMAPT032 DUCT BURNERS I&C A
BAR006BHA-AAAD | COMPRESSOR HRSG A CEMS POWEREX AIR
BAR006BHB-AAAF | DRYER HRSG B CEMS WHATMAN AIR
BAR006EFA-ABAJ | HYDROGEN CONTROL CABINET GT A INSTRUMENTS AND CONTROLS A
BAR006GAA-AAAAAB | OIL COOLER PUMP MAIN POWER TRANSFORMER 6A MAIN POWER TRANSFORMER A
BAR006GAA-AAAAAC | COOLING FAN MAIN POWER TRANSFORMER 6A MAIN POWER TRANSFORMER A
BAR006FJC-AABA | VALVE ST REVERSE FLOW AOVRFV VALVES C
BAR006FFC-ACAAAF | INDICATOR SEAL OIL COOLER PRESS DIFF CLCPDI020 LUBE OIL COOLERS COOLERS C
BAR006FFC-ADABAE | ALARM LOW LUBE OIL LEVEL LS260E ALARM AND TRIP C INSTRUMENTS AND CONTROLS TANKS C
BAR006EAB-ABAA | RELAY TORSIONAL STRESS RELAY GENERATOR I&C B
BAR006HBC-AAABAK | VALVE RECIRC MOV V5276 COOLING TOWER MAKEUP PUMP #2 PUMPS C
BAR006HCC-AAAAAAAD | VALVE ISOLATION DISCHARGE COOLING TOWER BIOCIDE A PUMP PUMPS CHLORINATION C
BAR006HCC-AAAAAEAD | VALVE ISOLATION DISCHARGE SCALE INHIBITOR METERING PUMP A PUMPS CHLORINATION C
BAR006FDC-ADAAAB | FAN STEAM TURBINE HYDRAULIC COOLING FAN #1 MISCELLANEOUS EQUIPMENT C
BAR006FDC-ADAAAA | MOTOR STEAM TURBINE HYDRAULIC COOLING FAN #1 MISCELLANEOUS EQUIPMENT C
BAR006KEC-AAAGAC | PANEL DC FUSE D6E3080 DC STATION BATTERY CHARGERS DC ELECTRICAL C
BAR006LAC-AAACAB | TRANSMITTER CONDENSER PRESSURE CDPT004 #2 INSTRUMENTS AND CONTROLS CONDENSER C
BAR006MAA-AAAAAF | VALVE CHECK BOILER FEED PUMP A1 PUMPS A
BAR006FFC-ADABAP | SWITCH LIQUID LEVEL DETECTOR HIGH LEVEL INSTRUMENTS AND CONTROLS TANKS C
BAR006HCC-AAAAAFAB | MOTOR SCALE INHIBITOR METERING PUMP B PUMPS CHLORINATION C
BAR006FEC-AAAAAC | BREAKER GLAND EXHAUSTER BLOWER NO.1 TURBINE STEAM SEAL C
BAR006DDA-AAADAB | TRANSMITTER A GAS FUEL NOZZLE PRESS 96GC6 GAS REGULATING & SAFETY SHUTOFF VALVES A PIPING AND VALVES A
BAR006DDA-AAADAH | TRANSMITTER A GAS FUEL NOZZLE PRESS QUAT 96GC4 GAS REGULATING & SAFETY SHUTOFF VALVES A PIPING AND VALVES A
BAR006DDA-ABAAAB | VALVE INLET ISOLATION NATURAL GAS HEATER FEEDWATER HEATERS A
BAR006DDA-ABABAA | HEATER NGAHX002 ELECTRIC HEATER FOR FUEL GAS HEATERS A
BAR006FJC-AAAS | VALVE REHEAT STOP #1 VALVES C
BAR006FJC-AAAX | VALVE RH STOP B AFTER SEAT DRAIN MOVSSV4B VALVES C
BAR006EBC-AAAH | COOLER STEAM TURBINE EXCITER C
BAR006ECA-ABAC | REGULATOR PRESSURE DIFFERENTIAL VALVES AND PIPING A
BAR006ECB-ABAB | REGULATOR HYDROGEN SIDE VALVES AND PIPING B
BAR006LBC-AAACAA | CONDENSATE QUICK FILL VALVE BOTTOM CONDENSATE QUICK FILL C
BAR006LBC-ABAAAE | TRANSMITTER CONDENSATE MINIMUM FLOW PRESS CDPT001 CONDENSATE PUMP MINIMUM FLOW PIPING & VALVES PIPING AND VALVES C
BAR006FJC-ABAAAC | VALVE HOT REHEAT SHUTOFF HRHMV300 TWIP SYSTEM @ STEAM TURBINE TWIP SYSTEM C
BAR006FJC-ABAAAKAJ | THERMOCOUPLE MAINSTEAM BLOWDOWN MSTE150 INSTRUMENTS AND CONTROLS TWIP SYSTEM @ STEAM TURBINE TWIP SYSTEM C
BAR006HEC-AAABAA | FILTER MOTOR 62 COOLING WATER PUMP CLOSED LOOP #2 PUMPS C
BAR006HEC-AAAAAE | MOTOR COOLING WATER PUMP CLOSED LOOP #1 PUMPS C
BAR006HEC-AAABAD | VALVE SUCTION COOLING WATER PUMP CLOSED LOOP #2 PUMPS C
BAR006HEC-ABAAAA | EXCHANGER CLOSED LOOP COOLING WATER #1 HEAT CLCHX001 HEAT EXCHANGER CLOSED LOOP COOLING WATER #1 COOLERS C
BAR006EFB-ABAJAA | FILTER GT B HYDROGEN PANEL HYDROGEN CONTROL CABINET GT B INSTRUMENTS AND CONTROLS B
BAR006FFC-AAAAACAC | SWITCH C LUBE OIL PUMP NO.1 RUNNING PRESS PS267A LUBE OIL PUMP #1 LUBE OIL PUMPS PUMPS C
BAR006FFC-ABAAAB | VALVE HEATING/COOLING TRANSFER VALVE FY286 LUBE OIL CONTROL & REGULATING VALVES VALVES C
BAR006FFC-ABAAAC | TRANSMITTER BEARING HDR PRESS PT270 LUBE OIL CONTROL & REGULATING VALVES VALVES C
BAR006LFA-AAABAD | ELEMENT LOW PRESSURE ECON A CONDENSATE FLOW CDBFE203 INSTRUMENTS AND CONTROLS PIPING AND VALVES A
BAR006EFC-ABAEAA | FILTER S.T. HYDROGEN PANEL HYDROGEN CONTROL CABINET ST GENERATOR GAS I&C C
BAR006FAC-AAAA | BEARING THRUST HIGH PRESSURE C
BAR006FAC-ABAC | THERMOCOUPLE MAINSTEAM REV FLOW TEMP MSTE215 HIGH PRESSURE I&C C
BAR006FAC-ABAE | THERMOCOUPLE MAINSTEAM TEMP MSTE2002 HIGH PRESSURE I&C C
BAR006HKC-AAABABAC | MOTOR COOLING TOWER FAN B CWCLB FANS FORCED DRAFT COOLING TOWER C
BAR006HKC-AAABABAE | BREAKER COOLING TOWER FAN B CWCLB FANS FORCED DRAFT COOLING TOWER C
BAR006HKC-AAABACAC | MOTOR COOLING TOWER FAN C CWCLC FANS FORCED DRAFT COOLING TOWER C
BAR006FAC-ABAQBN | SWITCH PROXIMITY SWITCH LOCKOUT VALVE #1 LOCKED OUT ZE5001A TURBINE PROTECTION HIGH PRESSURE I&C C
BAR006FAC-ABAQBP | SWITCH PROXIMITY SWITCH LOCKOUT VALVE #1 RESET ZE5001B TURBINE PROTECTION HIGH PRESSURE I&C C
BAR006FCC-AAAC | ROTOR LOW PRESSURE C
BAR006FCC-ABAB | BLOWDOWN TANK JET PUMP BOCPU001 BLOWDOWN TANK & ACCESSORIES C
BAR006LJC-AAAAAA | STRAINER CONDENSATE SPRAY VD25401 CONDENSATE TO MISC SERV WTR WASH VAC. PMPS PHOSPHATE EXTERNAL PIPING AND VALVES C
BAR006EAA-AAAH | COLLECTOR RINGS GENERATOR GAS TURBINE A
BAR006GCC-AAAA | SUBSTATION MISC. BUILDING AND GROUND EQUIPMENT SUBSTATION BUILDING AND GROUNDS C
BAR006GFC-AA | SWITCHYARD BREAKER C
BAR006HBC-AAAAAH | VALVE DISCHARGE ISOLATION COOLING TOWER MAKEUP PUMP #1 PUMPS C
BAR006FCC-ACAH | TRANSMITTER ADMISSION STEAM CONTROL VALVE DIFF PDT218 LOW PRESSURE I&C C
BAR006HKC-AAABAJAE | BREAKER COOLING TOWER FAN J CWCLJ FANS FORCED DRAFT COOLING TOWER C
BAR006HKC-AAABAKAB | GEARBOX COOLING TOWER FAN K CWCLK FANS FORCED DRAFT COOLING TOWER C
BAR006HKC-AAABAKAD | SWITCH K COOLING TOWER FAN OIL LEVEL COOLING TOWER FAN K CWCLK FANS FORCED DRAFT COOLING TOWER C
BAR006KCC-AAAA | CABLES STATION SERVICE 4 CABLES PER PHASE C
BAR006EAC-AAAE | ROTOR GENERATOR STEAM TURBINE C
BAR006EAC-ABAC | INDICATOR GENERATOR ROTOR FAN PRESSURE DIFFERENTIAL GENERATOR I&C C
BAR006EAC-ABAF | INDICATOR STEAM TURB H2 COOLER CLCTI009 TEMPERATURE GENERATOR I&C C
BAR006FDC-ADABAB | FAN STEAM TURBINE HYDRAULIC COOLING FAN #2 MISCELLANEOUS EQUIPMENT C
BAR006FDC-ADAE | FILTER STEAM TURBINE HYDRAULIC POLISHING MISCELLANEOUS EQUIPMENT C
BAR006DDA-AAAAAD | VALVE PRESSURE CONTROL NGAPV002 GAS PIPING & VALVES HEADER TO FUEL GAS HEATER PIPING AND VALVES A
BAR006DDA-AAAAAFAC | TRANSMITTER FUEL COND STATION PRESS NGPT001 TRANSMITTERS GAS PIPING & VALVES HEADER TO FUEL GAS HEATER PIPING AND VALVES A
BAR006DDA-AAABAAAA | TRANSMITTER FEEDWATER FUEL GAS PREHEAT FLOW FWAFT004 ELEMENT FEEDWATER HEATER FLOW FWAFE004 FEEDWATER PIPING AND VALVES FOR FUEL GAS HEATER PIPING AND VALVES A
BAR006DDA-AAACAA | SWITCH A FUEL GAS PRESS UPSTREAM 63FG1 PIPING & VALVES SEPARATORS TO ACCESSORY MODULE A PIPING AND VALVES A
BAR006FFC-ADABAV | SWITCH LUBE OIL LOW PRESS ALARM PS270A INSTRUMENTS AND CONTROLS TANKS C
BAR006HDC-AAAAAA | FILTER MOTOR 61 CIRCULATING WATER PUMP #1 PUMPS C
BAR006HDC-AAAAAD | BREAKER CIRCULATING WATER PUMP #1 PUMPS C
BAR006HDC-ACAAAC | INDICATOR CIRC WTR PRESS CWPI013 PIPING & VALVES CIRC. WATER TO CONDENSER WATER BOX CONDENSER CIRCULATING WATER I&C C
BAR006LBC-AAABAD | VALVE ISOLATION SUCTION CONDENSATE PUMP #2 CDPU002 PUMPS C
BAR006FFC-ADABAZ | TRIP & ALARM LOW LUBE OIL HEADER PRESSURE PS270D INSTRUMENTS AND CONTROLS TANKS C
BAR006FGC-AAAA | SKID FRONT STANDARD FRONT STANDARD C
BAR006FJC-AAAC | VALVE CSCV CONTROL AFTER SEAT DRAIN MOVSPDV6 VALVES C
BAR006VEA-AAAAAFAB | MOTOR 88BT2 COOLING AIR FAN TURBINE COMPARTMENT 88BT2 FANS COOLING AIR SYSTEM A
BAR006SAC-AAAAAB | MOTOR COMPRESSOR #1 COMPRESSORS C
BAR006VEB-ACABAB | INDICATOR BASE COOLER TEMPERATURE CLCTI016 COOLING WATER SYSTEM COOLING SYSTEM I&C B
BAR006SAC-ACAAAC | VALVE SAFETY TANK #1 TANKS C
BAR006VBA-AAACAA | MOTOR 88QA1 LUBE OIL #1 PUMP PUMPS A
BAR006VBA-AAADAC | VALVE CHECK DISCHARGE LUBE OIL #2 PUMP PUMPS A
BAR006VBA-AEABAD | SWITCH A LO HEADER HIGH TEMP TRIP 26QT1A LUBE OIL TANK FILTERS & PIPING I & C TANKS A
BAR006VAA-AEAAAA | SWITCH A INLET HEATING DRAIN VALVE LIMIT 33TH4 INLET AIR HEATING BLEED HEAT AIR AND GAS I&C A
BAR006VBB-AEAAAB | BREAKER 480V B GT LUBE OIL TANK IMMERSION HEATER 23QT123 LUBE OIL TANK FILTERS & PIPING TANKS B
BAR006VBB-AEABAH | SWITCH B LUBE OIL HEADER HIGH TEMP ALARM 26QA1 LUBE OIL TANK FILTERS & PIPING I & C TANKS B
BAR006VBB-AEABAK | SWITCH B MAIN LUBE OIL FILTER DIFF PRESS ALARM 63QQ21 LUBE OIL TANK FILTERS & PIPING I & C TANKS B
BAR006VEA-AAAAAAAC | BREAKER COOLING AIR FAN BEARING AREA 88BN1 FANS COOLING AIR SYSTEM A
BAR006RCA-ABAAAJ | SWITCH INITIAL DISCH PRESS ZONE2 80FP2 GAS TURBINE A FIRE PROTECTION SYSTEM CO2 CO2 I&C A
BAR006RCB-ABAAAA | SWITCH INITIAL DISCH PRESS ZONE1 80FP1 GAS TURBINE B FIRE PROTECTION SYSTEM CO2 CO2 I&C B
BAR006VAB-AEAAAF | TRANSMITTER B INLET HEATING CONTROL CV UPSTREAM 96BH1 INLET AIR HEATING BLEED HEAT AIR AND GAS I&C B
BAR006VEA-ACAAAE | SWITCH A VENT AIR PRESSURE #2 BRG 63BN1 COOLING & SEALING AIR SYSTEM COOLING SYSTEM I&C A
BAR006VEA-ABABAD | MOTOR 88TK2 EXHAUST FRAME FAN #2 EXHAUST FRAME COOLING A
BAR006VEB-AAAAAFAC | BREAKER COOLING AIR FAN TURBINE COMPARTMENT 88BT2 FANS COOLING AIR SYSTEM B
BAR006VAB-AEABAG | SWITCH B TURBINE COMP PRESSURE 63AT1 HEAT & VENT SYSTEM AIR AND GAS I&C B
BAR006SAC-ADAAAB | INDICATOR INSTRUMENT AIR PRESSURE IAPI01A 06 PIPING & VALVES INSTRUMENT AIR CONTROL AIR I&C C
BAR006SAC-ADAAAE | SWITCHES INSTRUMENT AIR TEMPERTURE AND DEWPOINT MOISTURE IAMS0 PIPING & VALVES INSTRUMENT AIR CONTROL AIR I&C C
BAR006SAC-ADAAAF | TRANSMITTER A DEW POINT SENSOR TEMPERATURE 96TD1A PIPING & VALVES INSTRUMENT AIR CONTROL AIR I&C C
BAR006VFB-AAAC | STRAINER DUPLEX GAS B
BAR006VGA-AAAAAC | FILTER VANES VARIABLE INLET GUIDE INLET BELLMOUTH A
BAR006SBA-AAAA | VALVE CT/HRSG A SERVICE AIR ISOLATION SERVICE AIR C VALVES PIPING AND RELATED EQUIPMENT A
BAR006VAA-AAAC | FILTER PRE INLET AIR FILTERS A
BAR006VGA-ABAF | BLADES STAGE 3 STATIONARY COMPRESSOR A
BAR006VBB-AAABAD | PUMP 88ES1 EMERGENCY SEAL OIL PUMP PUMPS B
BAR006VBB-AAACAA | MOTOR 88QA1 LUBE OIL #1 PUMP PUMPS B
BAR006VBB-AAAEAA | SWITCH B EMERGENCY LUBE OIL PUMP RUNNING 63QE1 LUBE OIL PUMPS I & C PUMPS B
BAR006VBB-AAADAA | MOTOR 88QA2 LUBE OIL #2 PUMP PUMPS B
BAR006VAB-AAAB | FILTER FINAL INLET AIR FILTERS B
BAR006VCB-AAAAAA | PUMP 88HQ1 HYDRAULIC PUMP #1 PUMPS B
BAR006VAB-ADAB | VALVE B INLET HEATING CONTROL VA201 INLET BLEED HEAT B
BAR007EFC-AAAE | VALVE RELIEF 7C STEAM TURBINE GENERATOR CO2 INLET PRESSURE PSV2940 VALVES AND PIPING C
BAR006WGB-AEAAAH | GAUGE TEMPORY BOILOUT LEVEL GAUGE BOILER B BLBLG232B HRSG B DRUMS HEADERS LINKS DRUMS & TANKS I&C B
BAR006HCC-AAACAB | TANK SODIUM BISULFITE SPECTRUS @ COOLING TOWER TANKS CHLORINATION C
BAR006WBB-ADAA | VALVE HRSG B LP SUPERHEAT SAFETY LPBPSV201 LP STEAM PIPING AND VALVES B
BAR006SBB-AAAB | VALVE SERVICE AIR ISOLATION @ CT/HRSG B 06 SERVICE AIR C VALVES PIPING AND RELATED EQUIPMENT B
BAR007HBC-AAAAAG | VALVE AIR RELEASE AT MAKEUP V900 COOLING TOWER MAKEUP PUMP #3 PUMPS C
BAR007FDC-AEBH | TRANSMITTER HYD FLUID RESERVOIR LOW LEVEL ALARM LS280B HYDRAULIC CONTROLS I&C C
BAR007HKC-AAABAKAE | BREAKER COOLING TOWER FAN K CWCLK FANS FORCED DRAFT COOLING TOWER C
BAR006WBB-AAAFAA | INDICATOR MAIN STEAM B PRESSURE MSBPI005 MAIN STEAM I & C MAIN STEAM PIPING AND VALVES B
BAR006WBB-AAAFAE | TRANSMITTER MAINSTEAM B PRESSURE MSBPT006 MAIN STEAM I & C MAIN STEAM PIPING AND VALVES B
BAR007FJC-ABAAAF | VALVE LP STEAM DRAIN LPSMV300 2 INCH TWIP SYSTEM @ STEAM TURBINE TWIP SYSTEM C
BAR006WBA-ABAGAR | TRANSMITTER COLD REHEAT DRAIN LEVEL CRHLT200 INSTRUMENTS AND CONTROLS IP/COLD REHEAT PIPING AND VALVES A
BAR007WHB-ADAB | INDICATOR BURNER SKID B GAS PRESS BMBPI029 DUCT BURNERS I&C B
BAR006VFB-ABAABD | TRANSMITTER B INTERSTAGE FUEL GAS PRESS 96FG2C GAS FUEL SYSTEM FUEL I&C B
BAR007VFA-ABAABA | TRANSMITTER A FUEL GAS FLOW ORIFICE UPSTREAM PRESS 96FG1 GAS FUEL SYSTEM FUEL I&C A
BAR007YEA-AAAA | SCR REACTOR HRSG A REACTORS A
BAR007HCC-AAABAA | PIPING MISC. PIPING FOR BIOCIDE CHEMICAL INJECTION @ TOWER VALVES AND PIPING CHLORINATION C
BAR007HCC-AAAAADAA | PUMPWTPU01B COOLING TOWER BIOCIDE B PUMP PUMPS CHLORINATION C
BAR007WAC-ABAA | VALVE PRESSURE RELIEF TANK C
BAR007ZAC-ABAAAAAP | CABINET #25 CABINETS HARDWARE ASSOCIATED WITH OVATION OVATION C
BAR007LEC-AAAAAC | VALVE CONDENSATE BYPASS LINE AROUND TANK ISOLATION CONDENSATE PIPING & VALVES FROM TANK TO HOTWELL VALVES PIPING AND RELATED EQUIPMENT C
BAR007PAA-ABAA | HEATER A SPACETURBINE COMPT 23HT3A COMBUSTION CHAMBER A
BAR007WJA-ABAD | VALVE HRSG A IP EVAP. BLOWDOWN MOV IPAMV166B HRSG A BLOWDOWN VALVES CONTINUOUS & INTERMITTENT A
BAR007YAC-AFAAAC | PIPING POTABLE WATER AMMONIA UNLOADING AREA AMMONIA UNLOADING & STORAGE AREA PIPING PIPING AND ASSOCIATED VALVES C
BAR007WBA-ADAE | VALVE HRSG A LP SUPERHEAT SAFETY LPAPSV201 LP STEAM PIPING AND VALVES A
BAR007WBA-AEAFAA | THERMOCOUPLE HP STEAM BYPASS A TEMP HPBATE103 HRSG A STEAM BYPASS SYSTEM HP I & C HP BYPASS PIPING AND VALVES A
BAR007KE | DC ELECTRICAL
BAR007YBB-AAAAAL | VALVE RELIEF FORWARDING SKID SUPPLY AMMONIA FORWARDING SKID PIPING AND RELATED HRSG B AMMONIA FORWARDING SKID B
BAR007WBA-AHAG | VALVE A LOW PRESSURE STEAM MOV LPSMV150 TWIP SYSTEM A
BAR007WAC-AAAAAA | REGULATOR UNLOADING NITROGEN NITROGEN PIPING VALVES AND RELATED EQUIPMENT UNLOADING STATION C
BAR007LAC-AAACAH | TRANSMITTER #3 CONDENSER EXHAUST VACUUM PRESSURE INSTRUMENTS AND CONTROLS CONDENSER C
BAR006WHB-ACAA | PIPING & VALVES HEATER TO BURNER SKID HRSG B GAS PIPING AND VALVES B
BAR007WJA-ACAF | TRANSMITTER HRSG A BLOWDOWN TANK LEVEL BOALT001 BLOWDOWN I&C A
BAR007WBA-AAAD | VALVE MS DESUPERHEAT SPRAY BLK FWAMV023 MAIN STEAM PIPING AND VALVES A
BAR007WBB-AEAA | VALVE HP STEAM BYPASS ISOLATION HPBBMV100 HP BYPASS PIPING AND VALVES B
BAR007RCA-ABAAAJ | SWITCH INITIAL DISCH PRESS ZONE2 80FP2 GAS TURBINE A FIRE PROTECTION SYSTEM CO2 CO2 I&C A
BAR007WEA-AB | PIPING VALVES AND RELATED EQUIPMENT A
BAR007WCA-AA | HP TUBING A
BAR007SAC-AE | CONTROL AIR I&C C
BAR006ECB-AAAAAA | MOTOR 88QS1 AUXILIARY SEAL OIL PUMP PUMPS B
BAR006FDC-AAADAA | PUMP HYDRAULIC FLUID PUMP #2 PUMPS C
BAR006HDC-ACAAAB | INDICATOR CIR WTR TO COND PRESS CWPI004 PIPING & VALVES CIRC. WATER TO CONDENSER WATER BOX CONDENSER CIRCULATING WATER I&C C
BAR006WCA-AEAC | TUBING SUPERHEATER LP TUBING A
BAR007LBC-AAACAG | VALVE CONDENSATE QUICK FILL FLOW CONTROL CDMFV002 CONDENSATE QUICK FILL & MAKEUP PUMP PUMPS C
BAR007WBB-ALAA | VALVE AUGMENT STEAM ISO MOV ASBMV100 STEAM AUGMENTATION PIPING AND VALVES B
BAR007EFC-ABAA | SWITCH ST H2 SUPPLY LOW PRESS PSL2930 GAS I&C C
BAR007WGA-AD | HEADERS A
BAR006EAA-AAAF | ROTOR GENERATOR GAS TURBINE A
BAR007WCA-AAABAC | THERMOCOUPLE GAS TEMP INTO SPRHTR NO. 1 BOILER A BLATE301C03 TUBING SUPERHEATER #1 HP TUBING A
BAR007YBA-AAABABAE | GLASS SIGHT PUMP MINIMUM FLOW AMMONIA FORWARDING PUMP B AMMONIA FORWARDING PUMPS HRSG A AMMONIA FORWARDING SKID A
BAR007YAC-ABAAAF | VALVE MANUAL ISOLATION TO TRUCK AMMONIA COMPRESSOR COMPRESSORS C
BAR007WCA-ACAC | TUBING EVAPORATOR IP TUBING A
BAR007HEC-ADAC | PIPING & VALVES CLC WATER RETURN PIPING AND VALVES C
BAR006WBB-ACAA | VALVE HRH ATTEMPERATOR SPRAY FLOW CONTROL FWBFV420B HOT REHEAT PIPING AND VALVES B
BAR007MAA-AAAAAJAB | TANK A1 BFP LUBE OIL LUBE OIL SKID A1 BOILER FEED PUMP A1 PUMPS A
BAR006LFB-AAABAE | THERMOCOUPLE LOW PRESSURE ECON CONDENSATE B TEMP CDBTE227 INSTRUMENTS AND CONTROLS PIPING AND VALVES B
BAR006ECB-ADAA | SWITCH B GENERATOR LIQUID LEVEL HIGH 71WG1 INSTRUMENTS AND CONTROLS B
BAR006DDA-AAAAAFAH | TRANSMITTER NATURAL GAS PRESSURE NGAPT002 TRANSMITTERS GAS PIPING & VALVES HEADER TO FUEL GAS HEATER PIPING AND VALVES A
BAR007FJC-AAAJ | VALVE MAIN STEAM STOP #1 VALVES C
BAR006DDB-AAAAAFAF | TRANSMITTER NATURAL GAS PRESSURE NGBPT001C TRANSMITTERS GAS PIPING & VALVES HEADER TO FUEL GAS HEATER PIPING AND VALVES B
BAR007BHA-AAAA | MONITOR A GAS COMPLIANCE CEMS EQUIPMENT HRSG A A
BAR007WGB-AEAAAK | GAUGE. DRUM LEVEL GAUGE/WATER COLUMN ASSEMBLY BOILER B BLBLD232 HRSG B DRUMS HEADERS LINKS DRUMS & TANKS I&C B
BAR007NDC-AA | INSTRUMENTS AND CONTROLS C
BAR007WCB-AAAAAC | THERMOCOUPLE HP EVAPORATOR TUBE TEMP BOILER B BLBTE097B TUBING EVAPORATOR HP TUBING B
BAR006PAA-ACAE | BREAKER A GAS VALVE HUMIDITY PROTECTION HEATER 23VL3 COMPARTMENT ACCESSORY A
BAR007WGB-ABAAAE | TRANSMITTER IP DRUM LEVEL BOILER B BLBLT148 DRUM IP DRUM B
BAR007WBA-ADAB | VALVE FEEDWATER PREHEATER INLET SAFETY CDASR205 LP STEAM PIPING AND VALVES A
BAR006FDC-AAACAE | MOTOR HYDRAULIC FLUID PUMP #1 PUMPS C
BAR006DDB-ADAHAB | TRANSMITTER LOCATED ON FILTER SEPERATOR LEVEL NGBLT01A TRANSMITTERS FILTERS FINAL SEPARATORS B
BAR006WCB-ABADAA | THERMOCOUPLE GAS TEMP INTO HP ECONOMZER BOILER B BLBTE305B HRSG B HP ECONOMIZER SECTION I & C ECONOMIZER HP B
BAR007DDA-AAADAG | TRANSMITTER A GAS FUEL NOZZLE PRESS PM3 96GC3 GAS REGULATING & SAFETY SHUTOFF VALVES A PIPING AND VALVES A
BAR007ZAC-ABAAAAAF | CABINET #16 CABINETS HARDWARE ASSOCIATED WITH OVATION OVATION C
BAR007WBB-AHAA | VALVE LP STEAM BYP ISO MOV LPBBMV100 LP BYPASS PIPING AND VALVES B
BAR007HEC-AAABAC | BREAKER COOLING WATER PUMP CLOSED LOOP #2 PUMPS C
BAR006BHA-AAAF | DRYER HRSG A AIR
BAR007YCA-AA | AMMONIA SKID HRSG A A
BAR006RCB-ABAAAJ | SWITCH INITIAL DISCH PRESS ZONE2 80FP2 GAS TURBINE B FIRE PROTECTION SYSTEM CO2 CO2 I&C B
BAR007DDB-AAAAAE | VALVE ISOLATION FROM MAIN HEADER GAS PIPING & VALVES HEADER TO FUEL GAS HEATER PIPING AND VALVES B
BAR006WBB-ABAC | VALVE COLD RH STARTUP VENT MOV CRBPV105 IP/COLD REHEAT PIPING AND VALVES B
BAR007ECA-ADAE | SWITCH A SEAL OIL DIFF PRESS TRIP 63ST1B INSTRUMENTS AND CONTROLS A
BAR006WGA-AC | LP DRUM A
BAR007FAC-ABAQAK | PROBE SPEED #1 EMERGENCY OVERSPEED ST202A TURBINE PROTECTION HIGH PRESSURE I&C C
BAR006HCC-AAAB | VALVES AND PIPING CHLORINATION C
BAR007HKC-AAAAAA | COOLING TOWER COOLING TOWER STRUCTURE AND BASIN FORCED DRAFT COOLING TOWER C
BAR006KEC-AA | DC ELECTRICAL C
BAR007PAC-AB | BUILDING WATER ANALYSIS C
BAR006DDB-AAAB | FEEDWATER PIPING AND VALVES FOR FUEL GAS HEATER PIPING AND VALVES B
BAR007DDA-AAAA | GAS PIPING & VALVES HEADER TO FUEL GAS HEATER PIPING AND VALVES A
BAR007HEC-AAAB | COOLING WATER PUMP CLOSED LOOP #2 PUMPS C
BAR007LAC-AA | CONDENSER C
BAR007LAC-ACAA | CONDENSER VACUUM BREAKER VALVES PIPING AND VALVES C
BAR006DDB-ADAE | VALVE INLET ISOLATION SOUTH FILTERS FINAL SEPARATORS B
BAR006MCA-AAAAABAC | BREAKER PHOSPHATE PUMP #3 HRSG A IP DRUM PHOSPHATE FEED PUMPS A
BAR007WBA-AE | HP BYPASS PIPING AND VALVES A
BAR006HBC-AAAAAG | VALVE AIR RELEASE AT MAKEUP V900 COOLING TOWER MAKEUP PUMP #1 PUMPS C
BAR007FAC-ABAQBJ | SWITCH PROXIMITY SWITCH ETD #1 RESET ZE5000A TURBINE PROTECTION HIGH PRESSURE I&C C
BAR007WHA-AAAE | DUCT BURNER SCANNER COOLING FAN #2 HRSG A DUCT BURNER SKID A
BAR007EFA-AAAB | CO2 PIPING & VALVES TO GT A GENERATOR VALVES AND PIPING A
BAR007WCA-AAAB | TUBING SUPERHEATER #1 HP TUBING A
BAR006HEC-ACAA | PIPING & VALVES CLC PUMPS SUCTION SERVICE WATER VALVES PIPING AND RELATED EQUIPMENT C
BAR006HKC-AAAAAH | VALVE COOLING TOWER HOT LEG BLOWDOWN CWFV001 COOLING TOWER STRUCTURE AND BASIN FORCED DRAFT COOLING TOWER C
BAR006HKC-AAABABAB | GEARBOX COOLING TOWER FAN B CWCLB FANS FORCED DRAFT COOLING TOWER C
BAR007LE | CONDENSATE STORAGE
BAR007VEB-AAAAADAB | MOTOR 88BN2 COOLING AIR FAN BEARING AREA 88BN2 FANS COOLING AIR SYSTEM B
BAR007VEB-AAAAAEAC | BREAKER COOLING AIR FAN TURBINE COMPARTMENT 88BT1 FANS COOLING AIR SYSTEM B
BAR007VGB-ABAV | BLADES STAGE 10 STATIONARY COMPRESSOR B
BAR007VCA-AC | TANKS A
BAR007VEB-ABABAC | MOTOR 88TK2 EXHAUST FRAME FAN #2 EXHAUST FRAME COOLING B
BAR007VFB-AAAC | STRAINER DUPLEX GAS B
BAR007VBB-AAAEAB | SWITCH B LOW LUBE OIL PRESS TRIP 63QT2A LUBE OIL PUMPS I & C PUMPS B
BAR007VGA-ADAD | LINERS COMBUSTION COMBUSTION CHAMBER A
BAR007VDA | A
BAR006VBB-AAAA | EMERGENCY LUBE OIL PUMP PUMPS B
BAR006MAA-ABAC | BFP IP DRUM FLOW PIPING & VALVES HRSG A PIPING AND VALVES A
BAR006VEA-AAAAAA | COOLING AIR FAN BEARING AREA 88BN1 FANS COOLING AIR SYSTEM A
BAR007RCB-AA | CO2 SYSTEM B
BAR007VBA-ADAA | MIST ELIMINATOR A VAPOR EXTRACTION A
BAR007VAA-ABAEAD | VALVE FLOAT EVAP COOLER PIPING VALVES AND RELATED EQUIPMENT INLET COOLING A
BAR007VGA-ABAK | BLADES STAGE 5 STATIONARY COMPRESSOR A
BAR007VGB-AEAD | NOZZLES 2ND STAGE TURBINE B
BAR007VAA-ABAA | INLET FILTER EVAPORATIVE PUMP #1 INLET COOLING A
BAR007VGB-AGAD | MARK VIe CONTROL SYSTEM GAS TURBINE I&C B
BAR006EFA-ABAH | TRANSMITTER GT A GENERATOR GAS PRESSURE PT290 INSTRUMENTS AND CONTROLS A
BAR006HKC-AAABAHAE | BREAKER COOLING TOWER FAN H CWCLH FANS FORCED DRAFT COOLING TOWER C
BAR006VBB-ADAAAA | FAN 88QV1A MIST ELIMINATOR A VAPOR EXTRACTION B
BAR006ZBC-AC | ANNUNCIATIONS C
BAR007EBA-AA | GAS TURBINE EXCITER A
BAR006LAC-ADAB | CONDENSER VACUUM PUMP B SKID VACUUM PUMPS C
BAR006VEB-ABAA | EXHAUST FRAME FAN #1 EXHAUST FRAME COOLING B
BAR007WCA-AAAC | TUBING SUPERHEATER #2 HP TUBING A
BAR006HDC-ABAAAC | VALVE AIR RELEASE AT DISCHARGE OF CWPU001 WATERBOX EAST CONDENSER WATERBOX AND RELATED EQUIPMENT C
BAR006LAC-ADABAFAC | TRANSMITTER CONDENSATE RECIRC PUMPS PRESS DIFF CDBPDT001 CONDENSER VACUUM RECIRCULATION PUMP CONDENSER VACUUM PUMP B SKID VACUUM PUMPS C
BAR007RCA-AAAA | GAS TURBINE A FIRE PROTECTION SYSTEM CO2 CO2 SYSTEM A
BAR007HEC-ABAB | HEAT EXCHANGER CLOSED LOOP COOLING WATER #2 COOLERS C
BAR007WCB-AAAD | TUBING SUPERHEATER #3 HP TUBING B
BAR006EBC-AAAA | EXCITER STEAM TURBINE EXCITER C
BAR006VAB-AB | INLET COOLING B
BAR006VBA-AEABAL | SWITCH A MAIN LUBE OIL FILTER DIFF PRESS ALARM 63QQ22 LUBE OIL TANK FILTERS & PIPING I & C TANKS A
BAR006WEA-AB | PIPING VALVES AND RELATED EQUIPMENT A
BAR007ZAC-ABAAAAAR | CABINET #27 CABINETS HARDWARE ASSOCIATED WITH OVATION OVATION C
BAR007WJB-ABAH | VALVE IP DRUM TO BLOWDOWN TANK FLOW CONTROL BLBFV161B HRSG B BLOWDOWN VALVES CONTINUOUS & INTERMITTENT B
BAR006VGB-ABAY | BLADES STAGE 11 ROTATING COMPRESSOR B
BAR007VKA-ABAAAJ | THERMOCOUPLE AUGMENTATION STEAM A TEMP ASAT3103 STEAM INJECTION POWER AUGMENTATION WATER/STEAM INJECTION I&C A
BAR007WBB-AKAB | VALVE B COLD REHEAT SHUTOFF CRHMV250 TWIP SYSTEM B
BAR006WBB-ALAD | VALVE B HOT REHEAT SHUTOFF HRHMV200 TWIP SYSTEM B
BAR007HEC-AEACAA | INDICATOR CLOSED LOOP COOL PUMP 1 DISCH PRESSURE CLCPI007 COOLING WATER PUMP CLOSED LOOP #1 SERVICE WATER I&C C
BAR006WGB-ACAAAD | TRANSMITTER LP DRUM PRESSURE BOILER B BLBPT241 DRUM LP DRUM B
BAR007LEC-AAACAA | TRANSMITTER CLOSED LOOP COOLING TANK LEVEL CLCLT001 CONDENSATE I&C VALVES PIPING AND RELATED EQUIPMENT C
BAR007SAC-AAABAF | FAN COOLING COMPRESSOR #2 COMPRESSORS C
BAR007WBA-AFAJAC | THERMOCOUPLE IP STEAM A BYP SPRAY WTR TEMP DSHATE003 HRSG A STEAM BYPASS SYSTEM IP I & C IP BYPASS PIPING AND VALVES A
BAR006VJC-ABAB | VALVE CHECK WATER TO EJECTOR LINE PIPING VALVES AND RELATED EQUIPMENT C
BAR007WCA-AAABAB | THERMOCOUPLE GAS TEMP INTO SPRHTR NO. 1 BOILER A BLATE301C02 TUBING SUPERHEATER #1 HP TUBING A
BAR006ZAC-AAAAACAD | DCS DROP 160 OPERATOR CONSOLE HARDWARE ASSOCIATED WITH MARK VIe MARK VIe C
BAR007HKC-AAABAKAA | FAN COOLING TOWER FAN K CWCLK FANS FORCED DRAFT COOLING TOWER C
BAR007WHA-AAADAA | FAN DUCT BURNER SCANNER COOLING FAN #1 HRSG A DUCT BURNER SKID A
BAR007FFC-ACAAAD | INDICATOR SEAL OIL COOLER PRESS DIFF CLCPDI018 LUBE OIL COOLERS COOLERS C
BAR006GAC-AAAAABAB | MOTOR OIL COOLER PUMP MAIN POWER TRANSFORMER 6C MAIN POWER TRANSFORMER C
BAR007DDA-AAAAAFAJ | TRANSMITTER NATURAL GAS PRESSURE NGPT001B TRANSMITTERS GAS PIPING & VALVES HEADER TO FUEL GAS HEATER PIPING AND VALVES A
BAR006WBA-AAAFAC | THERMOCOUPLE MAINSTEAM A TEMP A TURBINE MSATE007 MAIN STEAM I & C MAIN STEAM PIPING AND VALVES A
BAR006WBB-AAAGAA | ELEMENT HP B ATTEMP SPRAY WTR FLOW FWBFE002 HRSG B HP ATTEMPERATOR SECTION MAIN STEAM PIPING AND VALVES B
BAR006WCA-AAAFAH | THERMOCOUPLE HP SPRHTR NO. 3 TUBE TEMP BOILER A BLATE091B HRSG A HP TUBING I & C HP TUBING A
BAR007WCB-ACACAB | THERMOCOUPLE REHEAT NO. 2 TUBE TEMP BOILER B BLBTE492A HRSG B REHEATER TUBING REHEATER TUBING B
BAR007ECB-AAAAAC | PUMP 88QS1 AUXILIARY SEAL OIL PUMP PUMPS B
BAR007VBB-AAABAD | PUMP 88ES1 EMERGENCY SEAL OIL PUMP PUMPS B
BAR006YAC-AAACAC | VALVE EXCESS FLOW UNLOADING LIQUID PIPING AMMONIA LIQUID PIPING VALVES AND RELATED EQUIPMENT UNLOADING STATION C
BAR006WBB-ABAGAG | THERMOCOUPLE HP TURB B STEAM OUT TEMP CRBTE003 HRSG B COLD REHEATER INLET SECTION IP/COLD REHEAT PIPING AND VALVES B
BAR006EFC-ABAE | HYDROGEN CONTROL CABINET ST GENERATOR GAS I&C C
BAR006FAC-ABAQ | TURBINE PROTECTION HIGH PRESSURE I&C C
BAR006FCC-AA | LOW PRESSURE C
BAR007VKB | B
BAR007WFB | B
BAR007GAB | B
BAR007GCC | C
BAR007SBA | A
BAR006VBA-AE | TANKS A
BAR006VBB-AD | VAPOR EXTRACTION B
BAR006VCA-AA | PUMPS A
BAR007WHA-AAAD | DUCT BURNER SCANNER COOLING FAN #1 HRSG A DUCT BURNER SKID A
BAR007WHA-AA | DUCT BURNER SKID A
BAR007WHB-AAAE | DUCT BURNER SCANNER COOLING FAN #2 HRSG B DUCT BURNER SKID B
BAR007WJA-AA | TANKS A
BAR007YAC-AAAB | AMMONIA VAPOR PIPING VALVES AND RELATED EQUIPMENT UNLOADING STATION C
BAR007MAA-AAABAA | PUMP FWAPU0027 BOILER FEED PUMP A2 PUMPS A
BAR007MAA-ACAC | BFP HP DRUM FLOW SECTION BOILER FEED PUMP I&C A
BAR007MAA-ACAB | BFP SUCTION SECTION BOILER FEED PUMP I&C A
BAR007MAB-AA | PUMPS B
BAR007MAB-AAAB | BOILER FEED PUMP B2 PUMPS B
BAR007MAB-AAABAA | PUMP FWBPU0027 BOILER FEED PUMP B2 PUMPS B
BAR007WBA-AA | MAIN STEAM PIPING AND VALVES A
BAR007WBA-AB | IP/COLD REHEAT PIPING AND VALVES A
BAR007WBA-ACAE | HOT REHEAT INSTRUMENTS AND CONTROLS HOT REHEAT PIPING AND VALVES A
BAR007ZAC-AB | OVATION C
BAR006VEB-AAAAAH | LOAD COMPARTMENT COOLING AIR FAN 88VG2 FANS COOLING AIR SYSTEM B
BAR007FEC-AAAA | GLAND EXHAUSTER BLOWER NO.1 TURBINE STEAM SEAL C
BAR007PAA-AC | COMPARTMENT ACCESSORY A
BAR006RCA-AA | CO2 SYSTEM A
BAR007HDC-AAABAF | PUMP CIRCULATING WATER PUMP #2 PUMPS C
BAR007HDC-ACAA | PIPING & VALVES CIRC. WATER TO CONDENSER WATER BOX CONDENSER CIRCULATING WATER I&C C
BAR007HEC-AC | TANKS C
BAR007HEC-ADAB | PIPING & VALVES CLC WATER SUPPLY PIPING AND VALVES C
BAR007HKC-AAAB | FANS FORCED DRAFT COOLING TOWER C
BAR006VAB-AEAA | INLET AIR HEATING BLEED HEAT AIR AND GAS I&C B
BAR007VBB-AAAB | EMERGENCY SEAL OIL PUMP PUMPS B
BAR007VBB-AAAE | LUBE OIL PUMPS I & C PUMPS B
BAR007WCB-AE | FEEDWATER PREHEATER TUBING B
BAR007WEB-AA | PUMPS B
BAR007WEB-AB | PIPING VALVES AND RELATED EQUIPMENT B
BAR007WGA-ACAA | DRUM LP DRUM A
BAR007VCB-AB | HYDRAULIC/TRIP OIL PIPING AND VALVES B
BAR007LBC-AA | PUMPS C
BAR007LBC-AAAAAG | PUMP CONDENSATE PUMP #1 CDPU001 PUMPS C
BAR007LFA-AA | PIPING AND VALVES A
BAR007LJC-AAAA | CONDENSATE TO MISC SERV WTR WASH VAC. PMPS PHOSPHATE EXTERNAL PIPING AND VALVES C
BAR007VEB-ACAA | COOLING & SEALING AIR SYSTEM COOLING SYSTEM I&C B
BAR007VGA-AG | GAS TURBINE I&C A
BAR006VDA-AA | TURNING GEAR A
BAR006VCB-AD | HYDRAULIC AND TRIP OIL SYSTEM I&C B
BAR007ECC-AA | VALVES AND PIPING C
BAR007ECC-AC | INSTRUMENTS AND CONTROLS C
BAR007VGA-AGAD | MARK VIe CONTROL SYSTEM GAS TURBINE I&C A
BAR007YAC-AFAA | AMMONIA UNLOADING & STORAGE AREA PIPING PIPING AND ASSOCIATED VALVES C
BAR006VEA-AAAAAD | COOLING AIR FAN LUBE OIL SKID 88BL2 FANS COOLING AIR SYSTEM A
BAR006VEA-AAAAAG | LOAD COMPARTMENT COOLING AIR FAN 88VG1 FANS COOLING AIR SYSTEM A
BAR006VEB-AAAAAB | COOLING AIR FAN BEARING AREA 88BN2 FANS COOLING AIR SYSTEM B
BAR007WBB-AF | IP BYPASS PIPING AND VALVES B
BAR007VAB-AA | INLET AIR FILTERS B
BAR007VAB-AE | AIR AND GAS I&C B
BAR007VBA-AA | PUMPS A
BAR007KCC-AB | 4160 VOLT C
BAR007KCC-ABAE | BREAKER FRAME 4T A SS TRANSFORMER 4160 VOLT C
BAR007KCC-AC | STATION SERVICE I&C C
BAR007VEA-AAAA | FANS COOLING AIR SYSTEM A
BAR007VEA-AA | COOLING AIR SYSTEM A
BAR007VEA-AAAAAC | COOLING AIR FAN LUBE OIL SKID 88BL1 FANS COOLING AIR SYSTEM A
BAR007VEA-ABAB | EXHAUST FRAME FAN #2 EXHAUST FRAME COOLING A
BAR007VEB-AA | COOLING AIR SYSTEM B
BAR006WCA-AC | IP TUBING A
BAR006WCA-AF | FEEDWATER PREHEATER TUBING A
BAR006WCB-AE | LP TUBING B
BAR006MCA-AAAAAA | PHOSPHATE PUMP #1 HRSG A HP DRUM PHOSPHATE FEED PUMPS A
BAR006MCB-AAAAAA | PHOSPHATE PUMP#2 HRSG B HP DRUM PHOSPHATE FEED PUMPS B
BAR006HCC-AAAAAA | COOLING TOWER BIOCIDE A PUMP PUMPS CHLORINATION C
BAR006HCC-AAAAAC | SODIUM BISULFITE METERING PUMP A PUMPS CHLORINATION C
BAR006HCC-AAAAAD | SODIUM BISULFITE METERING PUMP B PUMPS CHLORINATION C
BAR006HCC-AAAAAF | SCALE INHIBITOR METERING PUMP B PUMPS CHLORINATION C
BAR006YBA-AAAB | AMMONIA FORWARDING PUMPS HRSG A AMMONIA FORWARDING SKID A A
BAR006NCC-AA | VALVES AND PIPING C
BAR006MCB-AC | PIPING AND VALVES B
BAR006NDA-AA | INSTRUMENTS AND CONTROLS A
BAR006LAC-AAAC | INSTRUMENTS AND CONTROLS CONDENSER C
BAR006LAC-ADAAAF | CONDENSER VACUUM RECIRCULATION PUMP CONDENSER VACUUM PUMP #1 SKID VACUUM PUMPS C
BAR007DDA-AAAAAF | TRANSMITTERS GAS PIPING & VALVES HEADER TO FUEL GAS HEATER PIPING AND VALVES A
BAR006WBA-AJ | STEAM AUGMENTATION PIPING AND VALVES A
BAR006WBB-AE | HP BYPASS PIPING AND VALVES B
BAR006WBB-AF | HP BYPASS ATTEMPERATOR VALVES & PIPING B
BAR006MAA-AAAAAB | MOTOR BOILER FEED PUMP A1 PUMPS A
BAR006MAA-ABAB | BFP HP DRUM FLOW PIPING & VALVES HRSG A PIPING AND VALVES A
BAR006MAA-ACAD | BFP IP DRUM FLOW SECTION BOILER FEED PUMP I&C A
BAR006MAB-AAAAAJ | LUBE OIL SKID B1 BOILER FEED PUMP B1 PUMPS B
BAR006WGB-AC | LP DRUM B
BAR006WGB-AEAA | HRSG B DRUMS HEADERS LINKS DRUMS & TANKS I&C B
BAR006WHA-AAAD | DUCT BURNER SCANNER COOLING FAN #1 HRSG A DUCT BURNER SKID A
BAR006WHA-AAAE | DUCT BURNER SCANNER COOLING FAN #2 HRSG A DUCT BURNER SKID A
BAR006HEC-ABAB | PIPING CLC HEAT EXCHANGER COOLING WATER CCW COOLERS C
BAR006HEC-ACAC | PIPING & VALVESCLC WATER RETURN SERVICE WATER VALVES PIPING AND RELATED EQUIPMENT C
BAR006HKC-AAABAA | COOLING TOWER FAN A CWCLA FANS FORCED DRAFT COOLING TOWER C
BAR006HKC-AAAC | COOLING TOWER I&C FORCED DRAFT COOLING TOWER C
BAR006YCA-AAAA | DILUTION AIR FAN AMMONIA SKID HRSG A A
BAR006VGB-AGAB | COMPRESSOR SECTION GAS TURBINE I&C B
BAR006VKA-ABAA | STEAM INJECTION POWER AUGMENTATION WATER/STEAM INJECTION I&C A
BAR006YCB-AAAAAB | DILUTION AIR FAN #2 HRSG B DILUTION AIR FAN AMMONIA SKID HRSG B B
BAR006ZAC-AAAA | HARDWARE ASSOCIATED WITH MARK VIe MARK VIe C
BAR006ZAC-ABAAAA | CABINETS HARDWARE ASSOCIATED WITH OVATION OVATION C
BAR006LBC-AAAAAG | PUMP CONDENSATE PUMP #1 CDPU001 PUMPS C
BAR006LGC-AA | GLAND SEAL STEAM EXHAUSTER C
BAR007EAB-AB | GENERATOR I&C B
BAR007EBB-ABAA | CONTROLS EXCITATION B EX2100 EXCITER I&C B
BAR006WBA-AD | LP STEAM PIPING AND VALVES A
BAR006DDB-AAAAAA | VALVE PRESSURE CONTROL NGBPV001 GAS PIPING & VALVES HEADER TO FUEL GAS HEATER PIPING AND VALVES B
BAR006DDB-AAAAAFAG | TRANSMITTER NATURAL GAS PRESSURE NGBPT002 TRANSMITTERS GAS PIPING & VALVES HEADER TO FUEL GAS HEATER PIPING AND VALVES B
BAR006EFA-ABAD | SWITCH A LOW GENERATOR CASING PRESSURE 63GK1 INSTRUMENTS AND CONTROLS A
BAR006EFA-ABAG | TRANSMITTER GT A CELL #2 QUALITY SIGNAL QT290B INSTRUMENTS AND CONTROLS A
BAR006HEC-ACABAA | VALVE CLC HEAD TANK MKUP CLCFV002 PIPING & VALVES CLC WATER SUPPLY SERVICE WATER VALVES PIPING AND RELATED EQUIPMENT C
BAR006HEC-ACADAB | VALVE CLC WATER TANK LVL CONTROL CDMFV002 TANK SERVICE WATER VALVES PIPING AND RELATED EQUIPMENT C
BAR006HEC-ADADAB | INDICATOR CLOSED LOOP COOL PUMP 2 SUCT PRESSURE CLCPI006 COOLING WATER PUMP CLOSED LOOP #2 SERVICE WATER I&C C
BAR006HKC-AAAAAA | COOLING TOWER COOLING TOWER STRUCTURE AND BASIN FORCED DRAFT COOLING TOWER C
BAR006HKC-AAAAAB | VALVE COOLING TOWER CTRMV001 AB RISER COOLING TOWER STRUCTURE AND BASIN FORCED DRAFT COOLING TOWER C
BAR006FAC-ABAP | TRANSMITTER MAIN STEAM REV FLOW PRESSURE MSPT215 HIGH PRESSURE I&C C
BAR006FAC-ABAQAN | PROBE NO. 2 AXIAL POSITION PROXIMITOR TURBINE PROTECTION HIGH PRESSURE I&C C
BAR006GAB-AAAAACAC | FAN BLADE COOLING FAN MAIN POWER TRANSFORMER 6B MAIN POWER TRANSFORMER B
BAR006GAB-AAAAAEAA | PIPING AND VALVES NITROGEN SYSTEM MAIN POWER TRANSFORMER 6B MAIN POWER TRANSFORMER B
BAR006GAB-AAAAAEAC | GAGE NITROGEN SYSTEM MAIN POWER TRANSFORMER 6B MAIN POWER TRANSFORMER B
BAR006GAC-AAAAAD | LIGHTING ARRESTORS MAIN POWER TRANSFORMER 6C MAIN POWER TRANSFORMER C
BAR006HKC-AAAAAE | VALVE COOLING TOWER CTRMV004 GH RISER COOLING TOWER STRUCTURE AND BASIN FORCED DRAFT COOLING TOWER C
BAR006FAC-ABAQBA | PROBE SPEED #3 PRIMARY ST201C TURBINE PROTECTION HIGH PRESSURE I&C C
BAR006FAC-ABAQBG | PROBE ROTOR ECCENTRICITY EP TURBINE PROTECTION HIGH PRESSURE I&C C
BAR006HKC-AAABAGAC | MOTOR COOLING TOWER FAN G CWCLG FANS FORCED DRAFT COOLING TOWER C
BAR006FDC-AAAAAE | MOTOR HYDRAULIC HEATING AND COOLING CIRC PUMP PUMPS C
BAR006FDC-AAADAE | MOTOR HYDRAULIC FLUID PUMP #2 PUMPS C
BAR006VBA-AEABAC | SWITCH A HIGH LUBE OIL LEVEL ALARM 71QH1 LUBE OIL TANK FILTERS & PIPING I & C TANKS A
BAR006P | SERVICE FACILITIES
BAR007Y | SELECTIVE CATALYTIC REDUCTION
BAR006VKA-AAAAAE | VALVE AUGMENTATIONS STEAM AUTOMATIC DRAIN ASAVD14A STEAM INJECTION POWER AUGMENTATION PIPING AND VALVES A
BAR006VKA-ABAAAN | TRANSMITTER A AUG STEAM FLOW 96AJ1 STEAM INJECTION POWER AUGMENTATION WATER/STEAM INJECTION I&C A
BAR006VBB-AAAAAD | PUMP 88QE1 EMERGENCY LUBE OIL PUMP PUMPS B
BAR006MAA-AAABAC | BREAKER BOILER FEED PUMP A2 PUMPS A
BAR006MAA-AAABAJAAAB | BREAKER LUBE OIL PUMP LUBE OIL SKID A2 BOILER FEED PUMP A2 PUMPS A
BAR006VGA-ABAQ | BLADES STAGE 7 ROTATING COMPRESSOR A
BAR006VAA-AAAA | FILTER INLET FILTER HOUSE ROLL MEDIA INLET AIR FILTERS A
BAR006VAA-ABAAAA | MOTOR 88AC1 INLET FILTER EVAPORATIVE PUMP #1 INLET COOLING A
BAR006VCB-AAABAE | MOTOR 88HQ2 HYDRAULIC PUMP #2 PUMPS B
BAR006MAA-ACADAC | ELEMENT IP A FEEDWATER FLOW FWAFE103 BFP IP DRUM FLOW SECTION BOILER FEED PUMP I&C A
BAR006MAB-ABABAA | VALVE HP DISCHARGE ISOLATION FWBMV084 BFP HP DRUM FLOW PIPING & VALVES HRSG B PIPING AND VALVES B
BAR006VDA-ABAB | INDICATOR LCI COOLER TEMPERATURE CLCTI014 STARTING SYSTEM AND TURNING GEAR I&C A
BAR006MAB-AAABAJAD | INDICATOR BFP B LUBE OIL COOLER PRESS DIFF CLCPDI016 BFP B2 LUBE OIL SKID BOILER FEED PUMP B2 PUMPS B
BAR006VGB-ABBN | BLADES EGV2 STATIONARY COMPRESSOR B
BAR006VEA-AAAAABAC | BREAKER COOLING AIR FAN BEARING AREA 88BN2 FANS COOLING AIR SYSTEM A
BAR006VEA-AAAAAEAB | MOTOR 88BT1 COOLING AIR FAN TURBINE COMPARTMENT 88BT1 FANS COOLING AIR SYSTEM A
BAR006VGB-ADAA | FLOW SLEEVES COMBUSTION CHAMBER B
BAR007VBB-ADAAAA | FAN 88QV1A MIST ELIMINATOR A VAPOR EXTRACTION B
BAR007VBB-AEAAAC | VALVE DRAIN LUBE OIL TANK FILTERS & PIPING TANKS B
BAR007VAA-AEABAA | SWITCH A ACCESORY COMP PRESS LOW ALARM 63AT3 HEAT & VENT SYSTEM AIR AND GAS I&C A
BAR007VCB-ADAC | SWITCH B HYDRAULIC OIL FILTER DIFF PRESS ALARM 63HF2 HYDRAULIC CONTROLS I&C B
BAR006MAA-ABABAD | VALVE IP DRUM LEVEL FLOW CONTROL FWAFV088 BFP HP DRUM FLOW PIPING & VALVES HRSG A PIPING AND VALVES A
BAR007VGB-ABBG | BLADES STAGE 15 ROTATING COMPRESSOR B
BAR006VFA-ABAAAA | THERMOSTAT ACCESORY COMPARTMENT GAS 26VL3 GAS FUEL SYSTEM FUEL I&C A
BAR007VBA-AAADAC | VALVE CHECK DISCHARGE LUBE OIL #2 PUMP PUMPS A
BAR006VGA-AEAE | SHROUDS 2ND STAGE TURBINE A
BAR007VEB-ABABAA | FAN 88TK2 EXHAUST FRAME FAN #2 EXHAUST FRAME COOLING B
BAR007VEA-ACABAB | INDICATOR GAS TURBINEA BASE COOLER PRESS DIFF CLCPDI009 COOLING WATER SYSTEM COOLING SYSTEM I&C A
BAR007VGB-ACAC | VALVE COMPRESSOR BLEED #3 COMPRESSOR PIPING AND VALVES B
BAR007VAA-AEABAG | SWITCH A TURBINE COMP PRESSURE 63AT1 HEAT & VENT SYSTEM AIR AND GAS I&C A
BAR007VEB-ACAAAD | SWITCH B COMPRESSOR BLEED VLV LIMIT 33CB4 COOLING & SEALING AIR SYSTEM COOLING SYSTEM I&C B
BAR007VFA-AAAD | VALVE A FUEL GAS CONTROL VGC1 GAS A
BAR007VGA-ABAM | BLADES STAGE 6 STATIONARY COMPRESSOR A
BAR006VGB-ABAU | BLADES STAGE 9 ROTATING COMPRESSOR B
BAR007YD | AMMONIA INJECTION GRID
BAR007FFC | C
BAR006EAC-AA | GENERATOR STEAM TURBINE C
BAR006EAB | B
BAR007EF | GAS
BAR007ZA | PLANT DATA ACQUISITION
BAR006VDB | B
BAR006VEA | A
BAR006FEC-AA | TURBINE STEAM SEAL C
BAR006BHA-AA | CEMS EQUIPMENT HRSG A A
BAR006DDA-AA | PIPING AND VALVES A
BAR006DDA-AB | HEATERS A
BAR006DDB-AAAA | GAS PIPING & VALVES HEADER TO FUEL GAS HEATER PIPING AND VALVES B
BAR006DDB-AB | HEATERS B
BAR006EBB-AAAJ | CONTROLS EXCITATION B EX2100 GAS TURBINE EXCITER B
BAR007VC | HYDRAULIC & TRIP OIL SYSTEM
BAR006SBA | A
BAR006VAB | B
BAR006RAC | C
BAR007FF | TURBINE LUBE
BAR007FH | TURBINE TURNING GEAR
BAR006NDA | A
BAR006FDC | C
BAR006EAC | C
BAR007BHB | B
BAR006FCC | C
BAR006EB | EXCITER
BAR006DD | GAS SUPPLY
BAR006GE | SWITCHYARD STATION SERVICE
BAR006HDC | C
BAR006KCB | B
BAR007EBC | C
BAR007ED | MAIN GENERATOR BUS
BAR006EBA | A
BAR006DDB | B
BAR006MCA-AAAAABAB | PUMP PHOSPHATE PUMP #3 HRSG A IP DRUM PHOSPHATE FEED PUMPS A
BAR006MAB-ACADAB | THERMOCOUPLE IP B FEEDWATER OUTLET TEMP FWBTE120 BFP IP DRUM FLOW SECTION BOILER FEED PUMP I&C B
BAR006VGB-ABAH | BLADES STAGE 4 STATIONARY COMPRESSOR B
BAR006VGB-ABAL | BLADES STAGE 5 ROTATING COMPRESSOR B
BAR006VGB-ABBA | BLADES STAGE 12 ROTATING COMPRESSOR B
BAR006VGB-ABBD | BLADES STAGE 14 STATIONARY COMPRESSOR B
BAR006VGB-AGADAE | TRANSMITTER B BEARING #1 SHAFT AXIAL POSITION 96VC12 MARK VI CONTROL SYSTEM GAS TURBINE I&C B
BAR006WBB-AAAFAB | ELEMENT MAIN STEAM A FLOW MSBFE001 MAIN STEAM I & C MAIN STEAM PIPING AND VALVES B
BAR006WBB-AAAFAD | THERMOCOUPLE MAINSTEAM B TEMP MSBTE001 MAIN STEAM I & C MAIN STEAM PIPING AND VALVES B
BAR006NDC-AAABAC | ANALYZER COND PUMP DISCHARGE CONDUCTIVITY 452 WATER ANALYSIS ANALYZER PANEL INSTRUMENTS AND CONTROLS C
BAR006MAA-AAAAAJAC | INDICATOR A BFP LUBE OIL COOLER PRESS DIFF CLCPDI007 LUBE OIL SKID A1 BOILER FEED PUMP A1 PUMPS A
BAR006MAA-AAAAAJAD | INDICATOR BFP A LUBE OIL COOLER TEMPERATURE CLCTI010 LUBE OIL SKID A1 BOILER FEED PUMP A1 PUMPS A
BAR006MAA-AAABAG | VALVE SUPPLY THROTTLE BUSHING INBOARD BOILER FEED PUMP A2 PUMPS A
BAR006MAA-AAABAH | VALVE SUPPLY CONDENSATE THROTTLE BOILER FEED PUMP A2 PUMPS A
BAR006MAA-AAABAJAC | INDICATOR A BFP LUBE OIL COOLER PRESS DIFF CLCPDI006 LUBE OIL SKID A2 BOILER FEED PUMP A2 PUMPS A
BAR006MAA-ACACAB | INDICATOR HP A FEEDWATER PRESSURE FWAPI112 BFP HP DRUM FLOW SECTION BOILER FEED PUMP I&C A
BAR006MAB-AAAAAH | VALVE SUPPLY CONDENSATE THROTTLE BOILER FEED PUMP B1 PUMPS B
BAR006MAB-AAAAAJAAAC | PUMP LUBE OIL PUMP LUBE OIL SKID B1 BOILER FEED PUMP B1 PUMPS B
BAR006MAB-AAABAD | VALVE SUCTION BOILER FEED PUMP B2 PUMPS B
BAR006VKB-ABAAAF | ELEMENT AUGMENTATION STEAM B TEMPERATURE FLOW ASBFEMSTI2B STEAM INJECTION POWER AUGMENTATION WATER/STEAM INJECTION I&C B
BAR006PAB-ADAAAAAB | MOTOR 3A SUMP PUMP WEST SUMP CT B AREA PUMPS B
BAR007FFC-ACAAAF | INDICATOR SEAL OIL COOLER PRESS DIFF CLCPDI020 LUBE OIL COOLERS COOLERS C
BAR007FEC-ABAG | TRANSMITTER PACKING GLAND EXHAUST PRESS PT232 STEAM SEAL I&C C
BAR006VGA-ABBH | BLADES STAGE 16 STATIONARY COMPRESSOR A
BAR006VGA-ABBL | BLADES STAGE 17 ROTATING COMPRESSOR A
BAR006VGA-ADAC | NOZZLES FUEL COMBUSTION CHAMBER A
BAR006WBB-AAAGAE | THERMOCOUPLE HP B SUPERHEAT ATTEMP OUT TEMP MSBTE005 HRSG B HP ATTEMPERATOR SECTION MAIN STEAM PIPING AND VALVES B
BAR006PAC-AKAAACAD | VALVE DISCHARGE A STEAM TURBINE WASTE WATER PUMP STEAM TURBINE AREA SUMP PUMPS C
BAR006PAC-AKAAADAC | BREAKER B STEAM TURBINE WASTE WATER PUMP STEAM TURBINE AREA SUMP PUMPS C
BAR007FFC-ABAAAC | TRANSMITTER BEARING HDR PRESS PT270 LUBE OIL CONTROL & REGULATING VALVES VALVES C
BAR006MAB-ABAAAC | VALVE LP DRUM DUMP FWBFV003 BFP MINIMUM FLOW PIPING & VALVES PIPING AND VALVES B
BAR006WBA-ACAFAA | ELEMENT RH ATTEMP A SPRAY WTR FLOW FWAFE402 HOT REHEAT SPRAY WATER I & C HOT REHEAT PIPING AND VALVES A
BAR006WBB-AGAB | VALVE IP BYPASS PRESSURE CONTROL IPBBPV101 IP BYPASS PIPING AND VALVES B
BAR006WBB-AGAC | VALVE IP STEAM BYP ISO MOV IPBBMV100 IP BYPASS PIPING AND VALVES B
BAR006WBB-AGADAA | THERMOCOUPLE IP STEAM B BYP SPRAY WTR TEMP DSHBTE003 HRSG B STEAM BYPASS SYSTEM IP I & C IP BYPASS PIPING AND VALVES B
BAR006WBB-ABAGAD | THERMOCOUPLE COLD REHEAT B STEAM TEMP CRBTE105 HRSG B COLD REHEATER INLET SECTION IP/COLD REHEAT PIPING AND VALVES B
BAR006KCD-AA | TRANSFORMER 480/120208V ISOL XFMR UPS FEED FROM BOP MCC B 3FR
BAR006KCD-AK | TRANSFORMER RESERVE STATION SERVICE XFMR. 15KV/4160V 13.5/18
BAR007KCD-AK | TRANSFORMER RESERVE STATION SERVICE XFMR. 15KV/4160V 13.5/18
BAR006VGA-ABAP | BLADES STAGE 7 STATIONARY COMPRESSOR A
BAR006KCD-AQ | TRANSFORMER COMB. TURB 6B GEN XFMR. 500/18KV 129/172/215 MVA
BAR007KCD | TRANSFORMERPOWER
BAR007MAA-AAABAK | COUPLING 7A2 BFP HYDRAULIC
BAR006VGB-ABACA | BLADES STAGE 1 ROTATING COMPRESSOR B
BAR006VGA-ABABA | BLADES STAGE 0 ROTATING COMPRESSOR A
BAR006WHB-ADAK | TRANSMITTER BURNER B GAS PILOT HEADER PRESSURE BMBPT034 DUCT BURNERS I&C B
BAR006VFA-ABAABB | TRANSMITTER A INTERSTAGE FUEL GAS PRESS 96FG2A GAS FUEL SYSTEM FUEL I&C A
BAR006VCB-ADAT | SWITCH HYDRAULIC OIL TRIP PRESS GAS STOP VALVE 63HG2 HYDRAULIC ADN TRIP OIL SYSTEMI&C B
BAR006VCA-ADAN | SWITCH HYDRAULIC OIL TRIP PRESS GAS STOP VALVE 63HG2 HYDRAULIC AND TRIP OIL SYSTEM I&C A
BAR007VCB-ABAAAB | VALVE SOLENOID COMPRESSOR IGV 20TV1 TRIP OIL SYSTEM B
BAR006FAC-ABBB | TRANSMITTER HP TURB STEAM OUT PRESS CRBPT003 HIGH PRESSURE I&C C
BAR007WBA-ADAF | INSTRUMENTS AND CONTROLS LP STEAM PIPING AND VALVES A
BAR007VGB-ADAEAB | IGNITOR CAN #3 COMBUSTION CHAMBER B
BAR007VGA-ADAEAA | IGNITOR CAN #2 COMBUSTION CHAMBER A
BAR006VCA-ADAK | SWITCH HYDRAULIC OIL SUPPLY PRESS 63HQ1A HYDRAULIC AND TRIP OIL SYSTEM I&C A
BAR006VCA-ADAG | SWITCH BRG LIFT OIL SUPPLY PRESS 63QB1 HYDRAULIC AND TRIP OIL SYSTEMS I&C A
BAR006VCA-ADAH | SWITCH HYDRAULIC OIL FILTER DIFF PRESS ALARM 63HF1 HYDRAULIC AND TRIP OIL SYSTEM I&C A
BAR007WBB-ACAEAF | TRANSMITTER HR STEAM B PRESSURE HRBPT105 HOT REHEATER I & C HOT REHEAT PIPING AND VALVES B
BAR006YAC-AAABAD | VALVE VENT UNLOADING VAPOR ARM AMMONIA VAPOR PIPING VALVES AND RELATED EQUIPMENT UNLOADING STATION C
BAR006WBB-ACAEAD | TRANSMITTER HOT REHEAT PRESS DIFF HRHPDT206B HOT REHEATER I & C HOT REHEAT PIPING AND VALVES B
BAR006WBB-ACAFAC | THERMOCOUPLE HR B ATTEMP OUT TEMP HRBTE405 HOT REHEAT SPRAY WATER I & C HOT REHEAT PIPING AND VALVES B
BAR006NDC-AAAAAE | PORT C HOT REHEAT SAMPLE WATER ANALYSIS SAMPLE PANEL WATER SIDE INSTRUMENTS AND CONTROLS C
BAR006GEC | C
BAR007WGA-ABAAAH | TRANSMITTER IP DRUM PRESSURE BOILER A BLAPT149 DRUM IP DRUM A
BAR006SAC-AC | TANKS C
BAR006HCC-AAAAADAD | VALVE ISOLATION DISCHARGE SODIUM BISULFITE METERING PUMP B PUMPS CHLORINATION C
BAR006WBB-AAAC | VALVE MS ATTEMPERATOR SPRAY FLOW CONTROL FWBFV020B MAIN STEAM PIPING AND VALVES B
BAR006FFC-ADABAQ | SWITCH LO FILTER HIGH DIFF PRESSURE NO.1 PS271A INSTRUMENTS AND CONTROLS TANKS C
BAR006LHC-ABAB | MOTOR AQUEOUS AMMONIA PUMP C
BAR006HDC-ABABAA | VALVE #6 CONDENSER MANUAL ISO VALVE WEST INLET WATERBOX WEST CONDENSER WATERBOX AND RELATED EQUIPMENT C
BAR006MAA-ABAAAD | VALVE LP DRUM DUMP FWAPV003 BFP MINIMUM FLOW PIPING & VALVES PIPING AND VALVES A
BAR007VGA-ABBD | BLADES STAGE 14 STATIONARY COMPRESSOR A
BAR007ZBC-ABAA | INDICATIONS CONTROL ROOM INDICATIONS C
BAR007DDB-AD | GAS CONDITIONING STATION B
BAR006HKC-AAABAGAB | GEARBOX COOLING TOWER FAN G CWCLG FANS FORCED DRAFT COOLING TOWER C
BAR007HEC-ADABAA | VALVE CLC HEAD TANK MKUP CLCFV002 PIPING & VALVES CLC WATER SUPPLY PIPING AND VALVES C
BAR007WGB-AEAAAQ | INDICATOR DRUM LEVEL BOILER B BLBLI233 HRSG B DRUMS HEADERS LINKS DRUMS & TANKS I&C B
BAR007WHA-AAAC | VALVE DUCT BURNER PRESS REDUCING VALVE REGULATOR A HRSG DUCT BURNER SKID A
BAR007VCA-AAAAAB | BREAKER HYDRAULIC PUMP #1 PUMPS A
BAR006FFC-ABAAAA | VALVE BEARING PRESSURE REGULATOR LUBE OIL CONTROL & REGULATING VALVES VALVES C
BAR006WBA-AAAFAE | TRANSMITTER MAINSTEAM A PRESSURE MSAPT006 MAIN STEAM I & C MAIN STEAM PIPING AND VALVES A
BAR006MAB-ABAA | BFP MINIMUM FLOW PIPING & VALVES PIPING AND VALVES B
BAR006WBA-AEAF | HRSG A STEAM BYPASS SYSTEM HP I & C HP BYPASS PIPING AND VALVES A
BAR006PAC-AJ | SAFETY SHOWERS C
BAR006HBC-AAAB | COOLING TOWER MAKEUP PUMP #2 PUMPS C
BAR006YCB-AA | AMMONIA SKID HRSG B B
BAR007VGA-AA | INLET BELLMOUTH A
BAR006FAC-AA | HIGH PRESSURE C
BAR007KCC-ABAC | BREAKER FRAME 3T COOLING TOWER A MCC TRANSFORMER 4160 VOLT C
BAR007WGB-ACAA | DRUM LP DRUM B
BAR006BHB-AAAN | ANALYZER HRSG B CEMS NOX
BAR006D | FUEL SUPPLY
BAR006H | GENERAL SERVICE WATER
BAR007G | SWITCHYARD & SUBSTATION
BAR007FJC-ABAAAE | VALVE IP BYPASS DRAIN IPBMV180 2 INCH TWIP SYSTEM @ STEAM TURBINE TWIP SYSTEM C
BAR007VAA-ABAFAA | SWITCH A EVAP COOLER LOW WATER LEVEL 71AC1 EVAPORATIVE COOLING I & C INLET COOLING A
BAR007VAA-AEABAD | SWITCH A GEAR/LOAD COMP AIR PRESSURE 63AG2 HEAT & VENT SYSTEM AIR AND GAS I&C A
BAR007WAC-AAAAAE | VALVE CHECK NITROGEN REGULATOR NITROGEN PIPING VALVES AND RELATED EQUIPMENT UNLOADING STATION C
BAR007WBA-AAAFAA | ELEMENT MAIN STEAM A FLOW MSAFE001 MAIN STEAM I & C MAIN STEAM PIPING AND VALVES A
BAR007VBB-AEAAAA | HEATER LO TANK IMMERSION 23QT123 LUBE OIL TANK FILTERS & PIPING TANKS B
BAR007VCA-AAAAAE | MOTOR 88HQ1 HYDRAULIC PUMP #1 PUMPS A
BAR007SBC-AAAD | VALVE NONESSENTIAL AIR SHUTOFF SAFV004 SERVICE AIR C VALVES PIPING AND RELATED EQUIPMENT C
BAR007SBC-AAAH | VALVE STEAM TURB AREA WEST SERVICE AIR ISOLATION SERVICE AIR C VALVES PIPING AND RELATED EQUIPMENT C
BAR007VBB-AAADAA | MOTOR 88QA2 LUBE OIL #2 PUMP PUMPS B
BAR007VBB-AAAEAD | SWITCH B LOW LUBE OIL PRESS TRIP 63QT2B LUBE OIL PUMPS I & C PUMPS B
BAR007FFC-ADABAJ | INDICATOR STEAM TURB OIL RESEVOIR CLCTI005 TEMPERATURE INSTRUMENTS AND CONTROLS TANKS C
BAR007FHC-AAAAABAA | PUMP OIL PUMP TURNING GEAR TURNING GEAR C
BAR007FFC-ADABAY | TRIP & ALARM LOW LUBE OIL HEADER PRESSURE PS270C INSTRUMENTS AND CONTROLS TANKS C
BAR007WBA-AAAFAF | TRANSMITTER MAINSTEAM A PRESSURE MSAPT007 MAIN STEAM I & C MAIN STEAM PIPING AND VALVES A
BAR007VBB-AEABAD | SWITCH B LO HEADER HIGH TEMP TRIP 26QT1A LUBE OIL TANK FILTERS & PIPING I & C TANKS B
BAR007VBB-AEABAF | SWITCH B LO TANK TEMPERATURE NORMAL 26QN1 LUBE OIL TANK FILTERS & PIPING I & C TANKS B
BAR007FJC-AAAH | VALVE MAIN STEAM CONTROL #2 VALVES C
BAR007FJC-AAAQ | VALVE REHEAT INTERCEPT #1 VALVES C
BAR007WBA-AAAGAC | THERMOCOUPLE HP A SUPERHEAT ATTEMP IN TEMP MSATE012 HRSG A HP ATTEMPERATOR SECTION MAIN STEAM PIPING AND VALVES A
BAR007HKC-AAAAAD | VALVE COOLING TOWER VALVE CD RISER CTRMV002 COOLING TOWER STRUCTURE AND BASIN FORCED DRAFT COOLING TOWER C
BAR007HKC-AAAAAE | VALVE COOLING TOWER VALVE EF RISER CTRMV003 COOLING TOWER STRUCTURE AND BASIN FORCED DRAFT COOLING TOWER C
BAR007HKC-AAAAAF | VALVE COOLING TOWER VALVE GH RISER CTRMV004 COOLING TOWER STRUCTURE AND BASIN FORCED DRAFT COOLING TOWER C
BAR007GAC-AAAAACAB | MOTOR COOLING FAN MAIN POWER TRANSFORMER 6C MAIN POWER TRANSFORMER C
BAR007ZAC-ABAAAAAD | CABINET #14 CABINETS HARDWARE ASSOCIATED WITH OVATION OVATION C
BAR007ZBC-ABAC | RECORDERS CONTROL ROOM INDICATIONS C
BAR007ZCC-AA | HARDWARE ASSOCIATED WITH MATERIALS MANAGEMENT C
BAR007ZDC-AAAA | MONITORS HARDWARE ASSOCIATED WITH WORK MANAGEMENT C
BAR007VAB-ABABAA | MOTOR 88AC2 INLET FILTER EVAPORATIVE PUMP #2 INLET COOLING B
BAR007VAB-AEACAE | TRANSMITTER B EXHAUST PRESS 96EP1 AIR INLET FILTER & EXHAUST SYSTEM AIR AND GAS I&C B
BAR007DDA-AAAAAD | VALVE PRESSURE CONTROL NGAPV002 GAS PIPING & VALVES HEADER TO FUEL GAS HEATER PIPING AND VALVES A
BAR007DDA-AAAAAFAC | TRANSMITTER FUEL COND STATION PRESS NGPT001 TRANSMITTERS GAS PIPING & VALVES HEADER TO FUEL GAS HEATER PIPING AND VALVES A
BAR007DDA-ADAE | VALVE INLET ISOLATION SOUTH FILTERS FINAL SEPARATORS A
BAR007SAC-ABABAC | FILTER OUTLET DRYER #2 AIR DRYERS C
BAR007SAC-AEAAAB | INDICATOR INSTRUMENT AIR PRESSURE IAPI01A 05 PIPING & VALVES INSTRUMENT AIR CONTROL AIR I&C C
BAR007SAC-AEAAAC | INDICATOR INSTRUMENT AIR PRESSURE IAPI01B PIPING & VALVES INSTRUMENT AIR CONTROL AIR I&C C
BAR007GAC-AAAAAEAB | REGULATORS NITROGEN SYSTEM MAIN POWER TRANSFORMER 6C MAIN POWER TRANSFORMER C
BAR007HBC-AAAAAB | MOTOR CWMPU0017 COOLING TOWER MAKEUP PUMP #3 PUMPS C
BAR007MCA-ACAA | PIPE PHOSPHATE PIPING AND VALVES A
BAR007MCB-AAAAAAAB | DAMPENER PHOSPHATE PUMP #2 PULSATION PHOSPHATE #2 PUMP PHOSPHATE FEED PUMPS B
BAR007VEA-ACAAAB | SWITCH A COMPRESSOR BLEED VLV LIMIT 33CB2 COOLING & SEALING AIR SYSTEM COOLING SYSTEM I&C A
BAR007VFA-AAAG | VALVE A FUEL GAS CONTROL VGC4 GAS A
BAR007VFA-AAAJAD | TRANSMITTER NATURAL GAS FLOW MARK VIe A GAS TURBINE GAS FUEL SYSTEM I & C GAS A
BAR007VFB-AAAA | ORIFICE TURBINE GAS FLOW GAS B
BAR007VFB-AAAE | VALVE B FUEL GAS CONTROL VGC2 GAS B
BAR007WCB-AAADAA | THERMOCOUPLE GAS TEMP INTO SPRHTR NO. 3 BOILER B BLBTE303A TUBING SUPERHEATER #3 HP TUBING B
BAR007WBB-ADAC | VALVE HRSG B LP STEAM STARTUP VENT MOV LPBPV205 LP STEAM PIPING AND VALVES B
BAR007WCA-AAAAAA | THERMOCOUPLE GAS TEMP INTO HP ECONOMZER BOILER A BLATE305A TUBING EVAPORATOR HP TUBING A
BAR007WCA-AAAFAK | THERMOCOUPLE HP SPRHTR NO. 3 TUBE TEMP BOILER A BLATE092B HRSG A HP TUBING HP TUBING A
BAR007WCB-ABADAD | THERMOCOUPLE GAS TEMP OUT OF IP SPRHTR BOILER B BLBTE304D HRSG B IP SECTION IP TUBING B
BAR007WCB-ACAA | TUBING #1 REHEATER HRSG B REHEATER TUBING B
BAR007MAB-AAAAAH | VALVE SUPPLY CONDENSATE THROTTLE BOILER FEED PUMP B1 PUMPS B
BAR007VGA-ABAE | BLADES STAGE 2 ROTATING COMPRESSOR A
BAR007VCB-ADAH | SWITCH B HYDRAULIC OIL TRIP PRESS GAS STOP VALVE 63HG3 HYDRAULIC CONTROLS I&C B
BAR007VGA-AAAAAC | FILTER VANES VARIABLE INLET GUIDE INLET BELLMOUTH A
BAR007VGB-ABAR | BLADES STAGE 8 STATIONARY COMPRESSOR B
BAR006ZAC-AAAAACAC | CONSOLE MARK VIe GT2 SERVER OPERATOR CONSOLE HARDWARE ASSOCIATED WITH MARK VIe MARK VIe C
BAR007WBA-AHAB | VALVE A COLD REHEAT SHUTOFF CRHMV150 TWIP SYSTEM A
BAR007WBA-AHAD | VALVE A HOT REHEAT SHUTOFF HRHMV150 TWIP SYSTEM A
BAR007WBA-AHAKAB | THERMOCOUPLE LOW PRESSURE STEAM A DRAIN TEMP LPSTE075 TWIP SYSTEM HRSG A TWIP SYSTEM A
BAR007HKC-AAACAA | METER COOLING TOWER PH CWPH001 COOLING TOWER I&C FORCED DRAFT COOLING TOWER C
BAR007LBC-AAAAAE | VALVE ISOLATION DISCHARGE CONDENSATE PUMP #1 CDPU001 PUMPS C
BAR007LBC-AAAAAF | MOTOR CONDENSATE PUMP #1 CONDENSATE PUMP #1 CDPU001 PUMPS C
BAR007LBC-AAACAA | CONDENSATE QUICK FILL VALVE BOTTOM CONDENSATE QUICK FILL & MAKEUP PUMP PUMPS C
BAR007MAA-AAAAAD | TRAP DRAIN THROTTLE BUSHIN BOILER FEED PUMP A1 PUMPS A
BAR007MAA-AAAAAJAAAC | PUMP LUBE OIL PUMP LUBE OIL SKID A1 BOILER FEED PUMP A1 PUMPS A
BAR007MAA-AAAAAJAE | INDICATOR BFP A LUBE OIL COOLER TEMPERATURE CLCTI021 LUBE OIL SKID A2 BOILER FEED PUMP A2 PUMPS A
BAR007PAB-ABAA | HEATER B SPACETURBINE COMPT 23HT3A COMBUSTION CHAMBER B
BAR007PAB-ACAE | HEATER B GAS VALVE HUMIDITY PROTECTION 23VL3 COMPARTMENT ACCESSORY B
BAR007PAC-AH | BUILDING COOLING TOWER MAKEUP 4160V MCC C
BAR007RAC-ABAAAB | SPRINKLER FOG SYSTEM TURBINE OIL RESERVOIR FIXED MANUAL TURBINE OIL FIRE PROTECTION STATIONS C
BAR007RCA-ABAAAF | SWITCH EXTENDED DISCH PRESS ZONE1 80FP1E GAS TURBINE A FIRE PROTECTION SYSTEM CO2 CO2 I&C A
BAR007RCA-ABAAAK | SWITCH INITIAL DISCH PRESS ZONE3 80FP3 GAS TURBINE A FIRE PROTECTION SYSTEM CO2 CO2 I&C A
BAR007RCB-AAAAAA | TANK B CT CO2 SUPPLY GAS TURBINE B FIRE PROTECTION SYSTEM CO2 CO2 SYSTEM B
BAR006YBB-AAABAAAC | BREAKER AMMONIA FORWARDING PUMP A AMMONIA FORWARDING PUMPS HRSG B AMMONIA FORWARDING SKID B B
BAR007KEC-AAAAAA | DC EQUIPMENT 125V STATION BATTERY STATION BATTERY BANK DC ELECTRICAL C
BAR007KEC-AAAGAA | BREAKER BAT CHARGER A FEED FROM MCC A DC STATION BATTERY CHARGERS DC ELECTRICAL C
BAR007KEC-AAAGAC | PANEL DC FUSE D6E3080 DC STATION BATTERY CHARGERS DC ELECTRICAL C
BAR007WGA-AAAB | VALVE SAFETY BLAPSV002 HP DRUM A
BAR007WGA-ABAAAA | INDICATOR IP DRUM PRESSURE BOILER A BLAPI110 DRUM IP DRUM A
BAR007WGB-ACAAAA | INDICATOR LP DRUM PRESSURE BOILER B BLBPI210 DRUM LP DRUM B
BAR007DDA-ADAG | VALVE OUTLET ISOLATION SOUTH FILTERS FINAL SEPARATORS A
BAR007DDA-ADAHAE | TRANSMITTER LOCATED ON FILTER SEPERATOR LEVEL NGALT02B TRANSMITTERS FILTERS FINAL SEPARATORS A
BAR007WGA-ACAAAA | INDICATOR LP DRUM PRESSURE BOILER A BLAPI210 DRUM LP DRUM A
BAR007HBC-AAAAAJ | VALVE MINIMUM FLOW PRESSURE CONTROL CWMPV001 COOLING TOWER MAKEUP PUMP #3 PUMPS C
BAR007HBC-AAAAAH | VALVE DISCHARGE ISOLATION COOLING TOWER MAKEUP PUMP #3 PUMPS C
BAR007WGB-AEAAAF | GAUGE TEMPORY BOILOUT LEVEL GAUGE BOILER B BLBLG132B HRSG B DRUMS HEADERS LINKS DRUMS & TANKS I&C B
BAR007WGB-AEAAAL | INDICATOR DRUM LEVEL BOILER B BLBLI033 HRSG B DRUMS HEADERS LINKS DRUMS & TANKS I&C B
BAR007HKC-AAABACAA | FAN COOLING TOWER FAN C CWCLC FANS FORCED DRAFT COOLING TOWER C
BAR007HCC-AAAAACAD | VALVE ISOLATION DISCHARGE COOLING TOWER BIOCIDE A PUMP PUMPS CHLORINATION C
BAR007NDB-AAAAAC | ANALYZER HP BOILER DRUM HRSG B CONDUCTIVITY 388 WATER ANALYSIS ANALYZER PANEL INSTRUMENTS AND CONTROLS B
BAR007WHA-AAAEAA | FAN DUCT BURNER SCANNER COOLING FAN #2 HRSG A DUCT BURNER SKID A
BAR007WHA-ADAA | INDICATOR BURNER SKID A GAS PRESSURE BMAPI007 DUCT BURNERS I&C A
BAR007VAB-AEABAE | SWITCH B THERMOSTAT ACC. COMP. L.O. REGION 26HL3 HEAT & VENT SYSTEM AIR AND GAS I&C B
BAR007VEB-ACAAAA | SWITCH B COMPRESSOR BLEED VLV LIMIT 33CB1 COOLING & SEALING AIR SYSTEM COOLING SYSTEM I&C B
BAR007VBA-AEAAAA | HEATER A LO TANK IMMERSION 23QT123 TANK LUBE OIL FILTERS & PIPING TANKS A
BAR007DDB-AAADAB | TRANSMITTER B GAS FUEL NOZZLE PRESS 96GC6 GAS REGULATING & SAFETY SHUTOFF VALVES B PIPING AND VALVES B
BAR007DDB-AAADAE | TRANSMITTER B GAS FUEL NOZZLE PRESS PM1 96GC1 GAS REGULATING & SAFETY SHUTOFF VALVES B PIPING AND VALVES B
BAR007VEA-ACABAA | INDICATOR GAS TURBINEA BASE COOLER CLCTI012 TEMPERATURE COOLING WATER SYSTEM COOLING SYSTEM I&C A
BAR007VGB-ADAC | NOZZLES FUEL COMBUSTION CHAMBER B
BAR006WJB-AAAA | TANK HRSG B BLOWDOWN BLRTK001B TANKS B
BAR006WJB-ABAA | VALVE HRSG B HP EVAP. BLOWDOWN MOV HPBMV066A HRSG B BLOWDOWN VALVES CONTINUOUS & INTERMITTENT B
BAR006YAC-AAABAF | VALVE ISOLATION UNLOADING VAPOR AUTO AMMONIA VAPOR PIPING VALVES AND RELATED EQUIPMENT UNLOADING STATION C
BAR007WCA-ABADAF | THERMOCOUPLE HP ECON FEEDWATER A OUT TEMP FWATE020 INSTRUMENTS AND CONTROLS ECONOMIZER HP A
BAR007WEA-AAABAA | MOTOR ECONOMIZER RECIRCULATING PUMP #4A PUMPS A
BAR007WEA-AAABAC | VALVE DISCHARGE ECONOMIZER RECIRCULATING PUMP #4A PUMPS A
BAR007MAB-ABABAF | VALVE IP FEEDWATER ISO MOV FWBMV184 BFP HP DRUM FLOW PIPING & VALVES HRSG B PIPING AND VALVES B
BAR007MAB-ACABAD | TRANSMITTER BFP B2 SUCTION STRAINER PRESSURE DIFFERENTIAL BFP SUCTION SECTION BOILER FEED PUMP I&C B
BAR007MAB-ACADAA | THERMOCOUPLE IP B FEEDWATER INLET TEMP FWBTE124 BFP IP DRUM FLOW SECTION BOILER FEED PUMP I&C B
BAR007HEC-ABABAA | EXCHANGER CLOSED LOOP COOLING WATER #2 HEAT CLCHX002 HEAT EXCHANGER CLOSED LOOP COOLING WATER #2 COOLERS C
BAR007HEC-AEAAAB | INDICATOR CLOSE LOOP COOL HX 1 OUT PRESSURE CWPI008 HEAT EXCHANGER CLOSED LOOP COOLING WATER #1 SERVICE WATER I&C C
BAR007WJB-AAAA | TANK HRSG B BLOWDOWN BLRTK001B TANKS B
BAR007VAB-AAADAC | SWITCH B TURBINE INLET AIR FILTER EXCESS PRESS DROP 63TF2A INSTRUMENTS AND CONTROLS INLET AIR FILTERS B
BAR007VAB-AAADAD | SWITCH B TURBINE INLET AIR FILTER EXCESS PRESS DROP 63TF2B INSTRUMENTS AND CONTROLS INLET AIR FILTERS B
BAR007VGB-AEAJ | BUCKETS 3ND STAGE TURBINE B
BAR007VGB-AGADAA | TRANSMITTER B EXHAUST DUCT PRESSURE 96EP1 MARK VIe CONTROL SYSTEM GAS TURBINE I&C B
BAR007VJC-AAAAAF | VALVE CHECK WATER WASH PUMP PUMPS C
BAR007VKA-ABAAAL | THERMOCOUPLE AUGMENTATION STEAM A TEMP ASATE105 STEAM INJECTION POWER AUGMENTATION WATER/STEAM INJECTION I&C A
BAR007VKA-ABAAAN | TRANSMITTER A AUG STEAM FLOW 96AJ1 STEAM INJECTION POWER AUGMENTATION WATER/STEAM INJECTION I&C A
BAR007VKB-AAAAAD | VALVE AUGMENTATION STEAM SHUTOFF ASBVS32B STEAM INJECTION POWER AUGMENTATION PIPING AND VALVES B
BAR006ZAC-ABAAAAAR | CABINET Remote I/O #27 CABINETS HARDWARE ASSOCIATED WITH OVATION OVATION C
BAR006ZBC-AAAD | SWITCHYARD DISTRIBUTED CONTROL SYSTEM C
BAR006ZBC-AAAG | CONDENSATE DISTRIBUTED CONTROL SYSTEM C
BAR006WCB-AAAAAAAA | THERMOCOUPLE GAS TEMP INTO HP ECONOMZER BOILER B BLBTE305A HRSG B HP EVAPORATOR SECTION TUBING EVAPORATOR HP TUBING B
BAR007DDA-AAADAB | TRANSMITTER A GAS FUEL NOZZLE PRESS 96GC6 GAS REGULATING & SAFETY SHUTOFF VALVES A PIPING AND VALVES A
BAR006WCB-AAAAAAAC | THERMOCOUPLE HP EVAPORATOR TUBE TEMP BOILER B BLBTE097A HRSG B HP EVAPORATOR SECTION TUBING EVAPORATOR HP TUBING B
BAR006WCB-AAAAAAAG | THERMOCOUPLE HP EVAPORATOR TUBE TEMP BOILER B BLBTE098B HRSG B HP EVAPORATOR SECTION TUBING EVAPORATOR HP TUBING B
BAR006WCB-AAADAJ | THERMOCOUPLE HP SPRHTR NO. 3 TUBE TEMP BOILER B BLBTE093A TUBING SUPERHEATER #3 HP TUBING B
BAR007WBB-AGAA | VALVE 7B IP BYPASS 2ND NOZ SPRAY WATER CONT VLV DSHBTV220 IP BYPASS PIPING AND VALVES B
BAR007WCB-AAABAB | THERMOCOUPLE GAS TEMP INTO SPRHTR NO. 1 BOILER B BLBTE301B TUBING SUPERHEATER #1 HP TUBING B
BAR007MAA-ABAAAC | VALVE LP DRUM DUMP FWAFV003 BFP MINIMUM FLOW PIPING & VALVES PIPING AND VALVES A
BAR007MAA-ACABAF | TRANSMITTER HP BFP A SUCTION PRESS FWAPT001 BFP SUCTION SECTION BOILER FEED PUMP I&C A
BAR007MCA-AAAAABAC | BREAKER PHOSPHATE #3 PUMP PHOSPHATE FEED PUMPS A
BAR007HEC-AEADAA | INDICATOR CLOSED LOOP COOL PUMP 2 DISCH PRESSURE CLCPI008 COOLING WATER PUMP CLOSED LOOP #2 SERVICE WATER I&C C
BAR007VGA-ADAA | FLOW SLEEVES COMBUSTION CHAMBER A
BAR007VGA-AEAJ | BUCKETS 3ND STAGE TURBINE A
BAR007YBA-AAAAAA | STRAINER SKID FORWARDING AMMONIA FORWARDING SKID PIPING AND RELATED HRSG A AMMONIA FORWARDING SKID A
BAR007YBA-AAAAAB | VALVE ISOLATION FORWARDING SKID STRAINER AMMONIA FORWARDING SKID PIPING AND RELATED HRSG A AMMONIA FORWARDING SKID A
BAR007YBA-AAAAAG | VALVE RELIEF PUMP SUCTION A AMMONIA FORWARDING SKID PIPING AND RELATED HRSG A AMMONIA FORWARDING SKID A
BAR007YBA-AAAAAJ | VALVE ISOLATION FORWARDING SKID DISCHARGE AMMONIA FORWARDING SKID PIPING AND RELATED HRSG A AMMONIA FORWARDING SKID A
BAR007YBA-AAABAAAB | MOTOR AMMONIA FORWARDING PUMP A AMMONIA FORWARDING PUMPS HRSG A AMMONIA FORWARDING SKID A
BAR007VKB-AAAAAM | VALVE TRAIN B AUGMENTATION STEAM VENT VALVE STEAM INJECTION POWER AUGMENTATION PIPING AND VALVES B
BAR007VKB-ABAAAM | THERMOCOUPLE AUGMENTATION STEAM B TEMPERATURE ASBTESTAJ1B STEAM INJECTION POWER AUGMENTATION WATER/STEAM INJECTION I&C B
BAR007DDA-AAADAH | TRANSMITTER A GAS FUEL NOZZLE PRESS QUAT 96GC4 GAS REGULATING & SAFETY SHUTOFF VALVES A PIPING AND VALVES A
BAR007WBB-AAAGAH | TRANSMITTER HP B ATTEMP SPRAY WTR FLOW FWBFT002 HRSG B HP ATTEMPERATOR SECTION MAIN STEAM PIPING AND VALVES B
BAR007WBB-ACAA | VALVE HRH ATTEMPERATOR SPRAY FLOW CONTROL FWBFV420B HOT REHEAT PIPING AND VALVES B
BAR007LAC-AAACAF | TRANSMITTER #1 CONDENSER EXHAUST VACUUM PRESSURE INSTRUMENTS AND CONTROLS CONDENSER C
BAR007LFB-AAABAB | INDICATOR LOW PRESSURE ECON B CONDESATE PRESSURE CDBPI212 INSTRUMENTS AND CONTROLS PIPING AND VALVES B
BAR007LGC-AAAB | MOTOR GLAND SEAL STEAM EXHAUSTER C
BAR007HCC-AAACAA | TANK SODIUM BISULFITE SPECTRUS @ COOLING TOWER TANKS CHLORINATION C
BAR007SAC-ABAAAC | FILTER OUTLET DRYER #1 AIR DRYERS C
BAR007SAC-ABABAA | DRYER SOUTH IADY002 DRYER #2 AIR DRYERS C
BAR007VDB-AAAB | BREAKER 480V TURNING GEAR 88TG1 TURNING GEAR B
BAR007YBA-AAABABAD | COUPLING AMMONIA FORWARDING PUMP B AMMONIA FORWARDING PUMPS HRSG A AMMONIA FORWARDING SKID A
BAR007YBB-AAABAAAA | PUMP AMMONIA FORWARDING PUMP A AMMONIA FORWARDING PUMPS HRSG B AMMONIA FORWARDING SKID B
BAR007YCA-AAAAAAAB | BREAKER DILUTION AIR FAN #1 HRSG A DILUTION AIR FAN AMMONIA SKID HRSG A A
BAR007WBA-ACAEAD | THERMOCOUPLE HR A STEAM AT TURBINE TEMP HRATE001 HOT REHEAT INSTRUMENTS AND CONTROLS HOT REHEAT PIPING AND VALVES A
BAR007WBA-ACAFAE | THERMOCOUPLE REHEAT A SPRAYWATER TEMP FWATE409 HOT REHEAT SPRAY WATER I & C HOT REHEAT PIPING AND VALVES A
BAR007WBA-AEAB | VALVE MAIN STEAM TEMPERATURE CONTROL HPBAMV101 HP BYPASS PIPING AND VALVES A
BAR007LAC-ADAAAB | MOTOR CONDENSER VACUUM PUMP 7A SKID VACUUM PUMPS C
BAR007WGA-AEAAAA | GAUGE DRUM LEVEL GAUGE/ WTR COL ASSEMBLY A BOILER BLALG032 HRSG A DRUMS HEADERS LINKS DRUMS TANKS I&C A
BAR007NDC-AAAAAA | INDICATOR BOILER WATER ANALYSIS PANEL TEMPERATURE CLCTI020 WATER ANALYSIS SAMPLE PANEL WATER SIDE INSTRUMENTS AND CONTROLS C
BAR007NDC-AAABAD | ANALYZER DISSOLVED OXYGEN BOTTOM EAST WATER ANALYSIS ANALYZER PANEL INSTRUMENTS AND CONTROLS C
BAR007NDC-AAABAN | ANALYZER SODIUM TOP WEST 580 WATER ANALYSIS ANALYZER PANEL INSTRUMENTS AND CONTROLS C
BAR007NDC-AAABAP | INDICATOR BOILER WATER ANALYSIS PANEL PRESS DIFF CLCDI021 WATER ANALYSIS ANALYZER PANEL INSTRUMENTS AND CONTROLS C
BAR007NDC-AAABAQ | INDICATOR BOILER WTR ANALYSIS PNL PRESS DIFF CLCPDI021 WATER ANALYSIS ANALYZER PANEL INSTRUMENTS AND CONTROLS C
BAR007PAA-ABAB | HEATER A SPACETURBINE COMPT 23HT3B COMBUSTION CHAMBER A
BAR007PAA-ACAD | BREAKER A FUEL GAS COMPT SPACE HEATER COMPARTMENT ACCESSORY A
BAR007YCA-AAACAE | TRANSMITTER AMMONIA HDR TEMPERATURE SCATT502 AMMONIA VAPORIZATION I&C AMMONIA SKID HRSG A A
BAR007WBA-AEAFAC | THERMOCOUPLE HP STEAM BYPASS A TEMP HPBATE105 HRSG A STEAM BYPASS SYSTEM HP I & C HP BYPASS PIPING AND VALVES A
BAR007WGB-AAAAAH | TRANSMITTER HP DRUM PRESSURE BOILER B BLBPT045 DRUM HP DRUM B
BAR007WGB-AAAC | VALVE SAFETY BLBPSV003 HP DRUM B
BAR007VBA-AFABAB | SWITCH A LUBE OIL BRG HEADER PRESS AUX. PUMP START 63QA1A LUBE OIL CONTROL & REGULATING VALVES I & C PIPING VALVES & RELATED EQUIPMENT A
BAR007VBB-AAAAAB | BREAKER EMERGENCY LUBE OIL PUMP PUMPS B
BAR006WJB-ACAB | INDICATOR BLOW DOWN TANK TEMPERATURE A BLBTI301 BLOWDOWN I&C B
BAR007WEB-AAAAAD | VALVE DISCHARGE CHECK ECONOMIZER RECIRCULATING PUMP #3B PUMPS B
BAR007YCB-AAACAC | TRANSMITTER AMMONIA HDR FLOW SCBFIT502 AMMONIA VAPORIZATION I&C AMMONIA SKID HRSG B B
BAR007FFC-ADAAAD | HEATER LUBE OIL RESERVOIR B UNIT LUBE OIL TANK FILTERS & PIPING TANKS C
BAR006WGA-AEAAAG | GAUGE. DRUM LEVEL GAUGE/WATER COLUMN ASSEMBLY A BOILER BLALG132 HRSG A DRUMS HEADERS LINKS DRUMS TANKS I&C A
BAR006WGB-AAAAAD | TRANSMITTER HP DRUM PRESSURE BOILER B BLBPT041 DRUM HP DRUM B
BAR007FAC-ABAP | TRANSMITTER MAIN STEAM REV FLOW PRESSURE MSPT215 HIGH PRESSURE I&C C
BAR006WCB-ADACAE | THERMOCOUPLE REHEAT NO. 2 TUBE TEMP BOILER B BLBTE491A HRSG B REHEATER TUBING REHEATER TUBING B
BAR006WCB-AEAC | TUBING SUPERHEATER LP TUBING B
BAR007EAC-AAAE | MAIN BUSHINGS GENERATOR STEAM TURBINE C
BAR007EAC-AAAH | COLLECTOR RINGS GENERATOR STEAM TURBINE C
BAR007FAC-ABAQBA | PROBE SPEED #3 PRIMARY ST201C TURBINE PROTECTION HIGH PRESSURE I&C C
BAR007FDC-AAACAA | PUMP HYDRAULIC FLUID PUMP #1 PUMPS C
BAR007EBA-AAAG | REGULATOR EXCITER VOLTAGE GAS TURBINE EXCITER A
BAR007FDC-ABAF | VALVE B MAIN HYDRAULIC OIL SUPPLY PUMP PRESSURE RELIEF VR211 PIPING AND VALVES C
BAR007FDC-ADABAA | MOTOR STEAM TURBINE HYDRAULIC COOLING FAN #2 MISCELLANEOUS EQUIPMENT C
BAR007EFC-ABAC | SWITCH ST GENERATOR GAS HIGH PRESS PSH2950 GAS I&C C
BAR007FFC-AAAAABAD | VALVE SUCTION LUBE OIL CONDITIONING PUMP LUBE OIL PUMPS PUMPS C
BAR006YBA-AAABAAAD | COUPLING AMMONIA FORWARDING PUMP A AMMONIA FORWARDING PUMPS HRSG A AMMONIA FORWARDING SKID A A
BAR006YBA-AAABABAC | BREAKER AMMONIA FORWARDING PUMP B AMMONIA FORWARDING PUMPS HRSG A AMMONIA FORWARDING SKID A A
BAR007FFC-AAAAACAG | PUMP LUBE OIL PUMP #1 LUBE OIL PUMPS PUMPS C
BAR007EAA-AAAK | FILTER BRUSH BOX AIR INTAKE GENERATOR GAS TURBINE A
BAR007EAA-ABAC | DRAIN LUBE SYSTEM TEMPGENERATOR #1 BEARING DRAIN GENERATOR I&C A
BAR007EAB-AAAA | ASSEMBLY GENERATOR BRUSH GENERATOR GAS TURBINE B
BAR007EAB-AAAH | COLLECTOR RINGS GENERATOR GAS TURBINE B
BAR006YAC-ADAAAB | HEATER TANK AMMONIA AMMONIA STORAGE TANK AND ASSOCIATED EQUIPMENT TANK C
BAR006YBB-AAAAAB | VALVE ISOLATION FORWARDING SKID STRAINER AMMONIA FORWARDING SKID PIPING AND RELATED HRSG B AMMONIA FORWARDING SKID B B
BAR006YBB-AAAAAC | VALVE PURGE FORWARDING SKID STRAINER AMMONIA FORWARDING SKID PIPING AND RELATED HRSG B AMMONIA FORWARDING SKID B B
BAR006YCA-AAACAA | SENSOR 6A DILUTION SKID FIXED AMMONIA AMMONIA VAPORIZATION I&C AMMONIA SKID HRSG A A
BAR006YCA-AAACAD | TRANSMITTER AMMONIA HDR PRESS SCAPIT502 AMMONIA VAPORIZATION I&C AMMONIA SKID HRSG A A
BAR007EAB-ABAF | SENSOR NONCONT GEN COLLECTOR END VIBRATION GENERATOR I&C B
BAR007ECA-ABAC | REGULATOR PRESSURE DIFFERENTIAL VALVES AND PIPING A
BAR007FAC-ABAQAB | PROBE THRUST BRG. AXIAL POS #1 ZP201A TURBINE PROTECTION HIGH PRESSURE I&C C
BAR007FAC-ABAQAM | PROBE NO. 2 BRG VIBRATION XAXIS VP2XD TURBINE PROTECTION HIGH PRESSURE I&C C
BAR007DDB-ABAAAB | HEATER NGBHX001 NATURAL GAS HEATER FEEDWATER HEATERS B
BAR007EAC-ABAG | INDICATOR STEAM TURB H2 COOLER TEMPERATURE CLCTI006 GENERATOR I&C C
BAR007FAC-ABAQAQ | PROXIMITER NO. 2 BRG XAXIS FOR VP2XD TURBINE PROTECTION HIGH PRESSURE I&C C
BAR007FAC-ABAQAR | PROXIMITER NO. 2 BRG YAXIS FOR VP2YD TURBINE PROTECTION HIGH PRESSURE I&C C
BAR007FAC-ABAQAU | PROBE NO. 3 AXIAL POSITION PROXIMITOR TURBINE PROTECTION HIGH PRESSURE I&C C
BAR007ECB-ADAF | INDICATOR SEAL OIL PRESSURE DIFFERENTIAL INSTRUMENTS AND CONTROLS B
BAR007FAC-AAAC | VALVE VENTILATOR HIGH PRESSURE C
BAR007FAC-AAAB | ROTOR HIGH PRESSURE C
BAR007FAC-ABAC | THERMOCOUPLE MAINSTEAM REV FLOW TEMP MSTE215 HIGH PRESSURE I&C C
BAR007FAC-ABAQAP | PROBE NO. 2 BRG VIBRATION YAXIS VP2YD TURBINE PROTECTION HIGH PRESSURE I&C C
BAR006WGA-ABAAAE | TRANSMITTER IP DRUM PRESSURE BOILER A BLAPT141 DRUM IP DRUM A
BAR006WGA-ADAA | HEADER HP HEADERS A
BAR006YAC-ADABAD | VALVE ISOLATION AMMONIA RETURN PIPING RELIEF AMMONIA PIPING AND VALVES C TO BOTH TANKS TANKS C
BAR006WHA-ABAC | BURNER ELEMENT #3 BOTTOM HRSG A BURNERS A
BAR006WHA-ADAA | INDICATOR BURNER SKID A GAS PRESSURE BMAPI007 DUCT BURNERS I&C A
BAR006WHA-ADAD | SWITCH BURNER SKID INSTR AIR PRESS BMAPSL001 DUCT BURNERS I&C A
BAR007EAB-ABAK | THERMOCOUPLE LUBE SYSTEM TEMPGENERATOR #2 BEARING DRAIN GENERATOR I&C B
BAR007EAB-ABAN | INDICATOR GAS TURB B H2 COOLER TEMPERATURE CLCTI015 GENERATOR I&C B
BAR007EAC-ABAJ | INDICATOR STEAM TURB H2 COOLER TEMPERATURE CLCTI008 GENERATOR I&C C
BAR007FDC-ADAD | FILTER STEAM TURBINE HYDRAULIC OIL CONDITIONING MISCELLANEOUS EQUIPMENT C
BAR007FCC-ACAE | THERMOCOUPLE LOW PRESSURE STEAM LPTE2271 LOW PRESSURE I&C C
BAR007FDC-AAAAAC | VALVE DISCHARGE HYDRAULIC HEATING AND COOLING CIRC PUMP PUMPS C
BAR006WHB-ABAA | BURNER ELEMENT #1 TOP HRSG B BURNERS B
BAR006WHB-ADAA | INDICATOR BURNER SKID B GAS PRESS BMBPI007 DUCT BURNERS I&C B
BAR006WHB-ADAE | TRANSMITTER BURNER B GAS PRESS BMBPT030 DUCT BURNERS I&C B
BAR007FDC-AAACAE | MOTOR HYDRAULIC FLUID PUMP #1 PUMPS C
BAR006WBB-ACAFAD | THERMOCOUPLE HR B ATTEMP OUT TEMP HRBTE406 HOT REHEAT SPRAY WATER I & C HOT REHEAT PIPING AND VALVES B
BAR006WBB-AJACAB | THERMOCOUPLE LP BYPASS STEAM B PRESS LPBBTE103 HRSG B STEAM BYPASS SYSTEM LP I & C LP BYPASS PIPING AND VALVES B
BAR006WBB-ADAC | VALVE FEEDWATER PREHEATER INLET SAFETY CDBSR205 LP STEAM PIPING AND VALVES B
BAR006VGB-ADAE | IGNITORS COMBUSTION CHAMBER B
BAR006VGB-AFAA | BEARING TURBINE #1 BEARINGS B
BAR007FFC-ADAAAP | HEATER OIL CONDITIONER ONBOARD ELEMENT #4 UNIT LUBE OIL TANK FILTERS & PIPING TANKS C
BAR006WBB-ADAFAB | TRANSMITTER LP B ADMISSION STEAM PRESSURE LPBPT206 INSTRUMENTS AND CONTROLS LP STEAM PIPING AND VALVES B
BAR006NDC-AAAAAA | CHILLER WATER ANALYSIS WATER ANALYSIS SAMPLE PANEL WATER SIDE INSTRUMENTS AND CONTROLS C
BAR006NDB-AAABAH | ANALYZER IP BOILER DRUM HRSG B PH 340 WATER ANALYSIS ANALYZER PANEL INSTRUMENTS AND CONTROLS B
BAR007FDC-AEBE | SWITCH LOW HYD FLUID TRIP AND ALARM PS281E HYDRAULIC CONTROLS I&C C
BAR007FDC-AEBM | TRIP & ALARM LOW HYD FLUID PRESSURE 02 HYDRAULIC CONTROLS I&C C
BAR006PAA-ACAB | HEATER A ACCESSORY COMPT LO REGION 23HL3 COMPARTMENT ACCESSORY A
BAR006VGA-ABBC | BLADES STAGE 13 ROTATING COMPRESSOR A
BAR006VKA-ABAAAQ | TRANSMITTER A STEAM AUGMENT PRESSURE 96PJ2 STEAM INJECTION POWER AUGMENTATION WATER/STEAM INJECTION I&C A
BAR007FDC-AEAG | SWITCH A HYDRAULIC OIL TRIP PRESS GAS STOP VALVE 63HG1 HYDRAULIC CONTROLS I&C C
BAR006WBB-AAAFAF | TRANSMITTER MAINSTEAM B PRESSURE MSBPT007 MAIN STEAM I & C MAIN STEAM PIPING AND VALVES B
BAR006WBA-AAAGAG | TRANSMITTER HP A ATTEMP SPRAY WTR FLOW FWAFT002 HRSG A HP ATTEMPERATOR SECTION I & C MAIN STEAM PIPING AND VALVES A
BAR006WBA-ABAE | VALVE REHEAT INLET SAFETY CRASR403 IP/COLD REHEAT PIPING AND VALVES A
BAR006WBA-ABAGAJ | THERMOCOUPLE COLD REHEAT DRAIN TEMP CHRTE200 INSTRUMENTS AND CONTROLS IP/COLD REHEAT PIPING AND VALVES A
BAR007FFC-AAAAAAAF | VALVE SUCTION EMERGENCY DC LUBE OIL PUMP LUBE OIL PUMPS PUMPS C
BAR006WCA-AAAAAC | THERMOCOUPLE HP EVAPORATOR TUBE TEMP BOILER A BLATE097A TUBING EVAPORATOR HP TUBING A
BAR006WCA-AAABAC | THERMOCOUPLE GAS TEMP INTO SPRHTR NO. 1 BOILER A BLATE301C03 TUBING SUPERHEATER #1 HP TUBING A
BAR006WCA-AAAFAF | THERMOCOUPLE HP EVAPORATOR TUEM TEMP BOILER A BLATE097A HRSG A HP TUBING I & C HP TUBING A
BAR006NDA-AAABAE | ANALYZER HP BOILER MAIN STEAM HRSG A CONDUCTIVITY 228 WATER ANALYSIS ANALYZER PANEL INSTRUMENTS AND CONTROLS A
BAR006WCA-AEAA | TUBING ECONOMIZER LP TUBING A
BAR006WBA-ABAGAS | TRANSMITTER COLD REHEAT DRAIN LEVEL CHRLT200 INSTRUMENTS AND CONTROLS IP/COLD REHEAT PIPING AND VALVES A
BAR006WBA-ACAA | VALVE RH DESPRHT SPRAY BLK FWAMV423 HOT REHEAT PIPING AND VALVES A
BAR006WBA-ACAEAA | ELEMENT HR A STEAM FLOW HRAFE001 HOT REHEAT INSTRUMENTS AND CONTROLS HOT REHEAT PIPING AND VALVES A
BAR006WBB-ABAGAF | THERMOCOUPLE COLD REHEAT STEAM TEMP CRBTE150 HRSG B COLD REHEATER INLET SECTION IP/COLD REHEAT PIPING AND VALVES B
BAR006VGB-AAAAAB | ACTUATOR VANES VARIABLE INLET GUIDE INLET BELLMOUTH B
BAR006FAC-ABAQBM | SWITCH PROXIMITY SWITCH ETD #2 TRIPPED ZE5010B TURBINE PROTECTION HIGH PRESSURE I&C C
BAR006WBB-AAAFAC | THERMOCOUPLE MAINSTEAM B TEMP B TURBINE MSBTE007 MAIN STEAM I & C MAIN STEAM PIPING AND VALVES B
BAR007EFB-ABAF | TRANSMITTER GT B CELL #1 QUALITY SIGNAL QT290A INSTRUMENTS AND CONTROLS B
BAR007EFB-ABAH | TRANSMITTER GT B GENERATOR GAS PRESSURE PT290 INSTRUMENTS AND CONTROLS B
BAR006WBB-AD | LP STEAM PIPING AND VALVES B
BAR007ECA-AAAAAC | PUMP 88QS1 AUXILIARY SEAL OIL PUMP PUMPS A
BAR006HDC-ACABAD | THERMOCOUPLE CIRC WATER FROM COND TEMP CWTE003 PIPING & VALVES CIRC. WATER WATER BOX TO RISER VALVES CONDENSER CIRCULATING WATER I&C C
BAR006ZBC-AAAH | FEEDWATER DISTRIBUTED CONTROL SYSTEM C
BAR006LBC-AAAA | CONDENSATE PUMP #1 CDPU001 PUMPS C
BAR006ZAC-ABAAAAAM | CABINET Remote I/O #23 CABINETS HARDWARE ASSOCIATED WITH OVATION OVATION C
BAR007WHA-AAADAC | BREAKER DUCT BURNER SCANNER COOLING FAN #1 HRSG A DUCT BURNER SKID A
BAR007FJC | C
BAR007FCC-ACAK | TRANSMITTER LP A ADMISSION STEAM PRESS LPAPT206 LOW PRESSURE I&C C
BAR007PC-AAAAAL | AIR HANDLING UNITSHVAC
BAR007PC-AAAAAN | AIR HANDLING UNITSHVAC
BAR006WBA-AAAGAH | ELEMENT HP A ATTEMP SPRAY WTR FLOW FWAFE002 HRSG A HP ATTEMPERATOR SECTION MAIN STEAM PIPING AND VALVES A
BAR007VFB-ABAA | GAS FUEL SYSTEM FUEL I&C B
BAR006WHB-ADAJ | TRANSMITTER MAIN GAS B HEADER PRESSURE BMBPT033 DUCT BURNERS I&C B
BAR006FFC-AA | PUMPS C
BAR006FJC-AB | TWIP SYSTEM C
BAR006FFC-ADABAC | ALARM LOW LUBE OIL LEVEL LS260C ALARM AND TRIP C INSTRUMENTS AND CONTROLS TANKS C
BAR006EAB-ABAF | MONITOR BEARING METAL TEMPGENERATOR BEARING #2 GENERATOR I&C B
BAR006EAC-AAAA | ASSEMBLY GENERATOR BRUSH GENERATOR STEAM TURBINE C
BAR006KEC-AAAD | BATTERY CHARGER STATION DC ELECTRICAL C
BAR006KEC-AAAE | INVERTER CONTROL POWER SOURCE DC ELECTRICAL C
BAR006LAC-ABAC | VALVE HOTWELL RECIRC AUTO VALVE HOTWELL C
BAR006HCC-AAABAA | PIPING MISC. PIPING FOR BIOCIDE CHEMICAL INJECTION @ TOWER VALVES AND PIPING CHLORINATION C
BAR006EBC-AAAB | BEARING INBOARD STEAM TURBINE EXCITER C
BAR006DDA-ABAAAA | HEATER NGAHX001 NATURAL GAS HEATER FEEDWATER HEATERS A
BAR006DDA-ABAAAC | VALVE OUTLET ISOLATION NATURAL GAS HEATER FEEDWATER HEATERS A
BAR006DDA-ACAF | VALVE OUTLET ISOLATION NORTH FILTERS FINAL SEPARATORS A
BAR006EBC-AAAE | RECTIFIERS STEAM TURBINE EXCITER C
BAR006ECA-AAAAAA | MOTOR 88QS1 AUXILIARY SEAL OIL PUMP PUMPS A
BAR006ECA-AAAAAC | PUMP 88QS1 AUXILIARY SEAL OIL PUMP PUMPS A
BAR006ECB-AC | TANK B
BAR006FEC-AAABAB | FAN GLAND EXHAUSTER BLOWER NO.2 TURBINE STEAM SEAL C
BAR006FEC-AAAC | VALVE SPRAY WATER SHUTOFF DCS MANUAL DSHMV310 TURBINE STEAM SEAL C
BAR006FEC-ABAE | THERMOCOUPLE STEAM SEAL TEMP DSHTE110 STEAM SEAL I&C C
BAR006LBC-AAACAB | BREAKER CONDENSATE QUICK FILL & MAKEUP PUMP PUMPS C
BAR006LBC-ABAAADAA | TRANSMITTER CONDENSATE MINIMUM FLOW CDFT001 ELEMENT CONDENSATE MINIMUM FLOW CDFE001 CONDENSATE PUMP MINIMUM FLOW PIPING & VALVES PIPING AND VALVES C
BAR006LEC-AAAAAB | VALVE AT TANK TO HOTWELL MANUAL CONDENSATE ISO CONDENSATE PIPING & VALVES FROM TANK TO HOTWELL VALVES PIPING AND RELATED EQUIPMENT C
BAR006FJC-AABAAA | THERMOCOUPLE REVERSE FLOW SPRAY WTR TEMP DSHTE007 VALVE ST REVERSE FLOW AOVRFV VALVES C
BAR006FJC-ABAAAKAD | THERMOCOUPLE HOT REHEAT TWIP HRHTE004A INSTRUMENTS AND CONTROLS TWIP SYSTEM @ STEAM TURBINE TWIP SYSTEM C
BAR006HEC-AAABAC | VALVE DISCHARGE COOLING WATER PUMP CLOSED LOOP #2 PUMPS C
BAR006FFC-AAAAAAAF | VALVE SUCTION EMERGENCY DC LUBE OIL PUMP LUBE OIL PUMPS PUMPS C
BAR006FFC-AAAAAAAD | SWITCH C EMERGENCY LUBE OIL PUMP START PRESS PS266 EMERGENCY DC LUBE OIL PUMP LUBE OIL PUMPS PUMPS C
BAR006FFC-AAAAAAAE | VALVE CHECK DISCHARGE EMERGENCY DC LUBE OIL PUMP LUBE OIL PUMPS PUMPS C
BAR006FFC-AAAAABAB | BREAKER LUBE OIL CONDITIONING PUMP LUBE OIL PUMPS PUMPS C
BAR006FFC-AAAAABAC | VALVE DISCHARGE LUBE OIL CONDITIONING PUMP LUBE OIL PUMPS PUMPS C
BAR006EFB-ABAB | SWITCH B HIGH GENERATOR CASING PRESSURE 63GH1 INSTRUMENTS AND CONTROLS B
BAR006EFB-ABAH | TRANSMITTER GT B GENERATOR GAS PRESSURE PT290 INSTRUMENTS AND CONTROLS B
BAR006FFC-AAAAACAA | MOTOR LUBE OIL PUMP #1 LUBE OIL PUMPS PUMPS C
BAR006FFC-AAAAADAB | BREAKER LUBE OIL PUMP #2 LUBE OIL PUMPS PUMPS C
BAR006FFC-ABAAAD | TRANSMITTER HIGH LUBE OIL LEVEL LS260A LUBE OIL CONTROL & REGULATING VALVES VALVES C
BAR006LFA-AAABAC | ELEMENT LOW PRESSURE ECON A CONDENSATE FLOW CDAFE203 INSTRUMENTS AND CONTROLS PIPING AND VALVES A
BAR006LFA-AAABAF | THERMOCOUPLE LOW PRESSURE ECON CONDENSATE A TEMP CDATE227 INSTRUMENTS AND CONTROLS PIPING AND VALVES A
BAR006LFB-AAABAA | INDICATOR DEAERATOR BOILER B TEMPERATURE BLBTI205 INSTRUMENTS AND CONTROLS PIPING AND VALVES B
BAR006DDB-ADAA | FILTER NORTH FINAL SEPERATOR NGBSP002 FILTERS FINAL SEPARATORS B
BAR006DDB-ADAD | VALVE INLET ISOLATION NORTH FILTERS FINAL SEPARATORS B
BAR006DDB-ADAF | VALVE OUTLET ISOLATION NORTH FILTERS FINAL SEPARATORS B
BAR006HKC-AAABACAD | SWITCH C COOLING TOWER FAN OIL LEVEL COOLING TOWER FAN C CWCLC FANS FORCED DRAFT COOLING TOWER C
BAR006FAC-ABAQBY | TRANSMITTER LP INLET PRESS PT213B TURBINE PROTECTION HIGH PRESSURE I&C C
BAR006FCC-ACAE | ELEMENT LP A ADMISSSION STEAM FLOW LPAFE001 LOW PRESSURE I&C C
BAR006EAA-AAAJ | HYDROGEN COOLERS GENERATOR GAS TURBINE A
BAR006HBC-AAAAAC | PUMP COOLING TOWER MAKEUP PUMP #1 PUMPS C
BAR006FCC-ACAL | TRANSMITTER LP A ADMISSSION STEAM FLOW LPAFT001 LOW PRESSURE I&C C
BAR006HKC-AAABAKAC | MOTOR COOLING TOWER FAN K CWCLK FANS FORCED DRAFT COOLING TOWER C
BAR006EAC-AAAC | BEARING OUTBOARD GENERATOR STEAM TURBINE C
BAR006EAC-AAAL | HEATER SPACE HEATERGENERATOR UNIT COOLECTOR GENERATOR STEAM TURBINE C
BAR006FDC-ADABAA | MOTOR COOLING CIRCUIT FAN MOTOR #2 STEAM TURBINE HYDRAULIC COOLING FAN #2 MISCELLANEOUS EQUIPMENT C
BAR006LAC-ADAAAE | VALVE S.T VACUUM SUCTION MOV VAMV001A CONDENSER VACUUM PUMP #1 SKID VACUUM PUMPS C
BAR006BHA-AAAA | MONITOR NOX A GAS COMPLIANCE CEMS EQUIPMENT HRSG A A
BAR006DDA-AAAAAC | VALVE PRESSURE CONTROL NGAPV001 GAS PIPING & VALVES HEADER TO FUEL GAS HEATER PIPING AND VALVES A
BAR006EBA-AAAG | REGULATOR EXCITER VOLTAGE GAS TURBINE EXCITER A
BAR006EBA-AAAH | COOLER GAS TURBINE EXCITER A
BAR006LAC-ADABAB | MOTOR CONDENSER VACUUM PUMP #2 SKID VACUUM PUMPS C
BAR006LBC-AAAAAC | STARTER CONDENSATE PUMP #1 CDPU001 PUMPS C
BAR006FFC-ADABAY | TRIP & ALARM LOW LUBE OIL HEADER PRESSURE PS270C INSTRUMENTS AND CONTROLS TANKS C
BAR006FJC-AAAL | VALVE MAIN STOP A AFTER SEAT DRAIN MOVSSV2A VALVES C
BAR006VEA-AAAAADAB | MOTOR 88BL2 COOLING AIR FAN LUBE OIL SKID 88BL2 FANS COOLING AIR SYSTEM A
BAR006VEA-AAAAAEAC | BREAKER COOLING AIR FAN TURBINE COMPARTMENT 88BT1 FANS COOLING AIR SYSTEM A
BAR006VEA-AAAAAGAC | BREAKER LOAD COMPARTMENT COOLING AIR FAN 88VG1 FANS COOLING AIR SYSTEM A
BAR006VEA-ABAAAB | BREAKER EXHAUST FRAME FAN #1 EXHAUST FRAME COOLING A
BAR006VEA-ABAAAD | MOTOR 88TK1 EXHAUST FRAME FAN #1 EXHAUST FRAME COOLING A
BAR006SAC-AAABAAAA | INDICATOR AIR COMP B INTER COOLER PRESSURE CLCPI002 COMPRESSOR COMPRESSOR #2 COMPRESSORS C
BAR006SAC-AAAAAAAC | INDICATOR AIR COMP A INTER COOLER PRESSURE CLCPI004 COMPRESSOR COMPRESSOR #1 COMPRESSORS C
BAR006VFA-AAAG | VALVE A FUEL GAS CONTROL VGC4 GAS A
BAR006VBA-AAAEAB | SWITCH A LOW LUBE OIL PRESS TRIP 63QT2A LUBE OIL PUMPS I & C PUMPS A
BAR006VBA-ABAB | EXCHANGER LUBE OIL HEAT LOHX2 COOLERS A
BAR006VBA-ADAAAA | FAN 88QV1A MIST ELIMINATOR A VAPOR EXTRACTION A
BAR006VAA-ABABAB | BREAKER INLET FILTER EVAPORATIVE PUMP #2 INLET COOLING A
BAR006VBB-AEABAJ | SWITCH B LUBE OIL TANK TEMP HEATERS ON/OFF 26QL1 LUBE OIL TANK FILTERS & PIPING I & C TANKS B
BAR006VDA-AAAC | MOTOR TURNING GEAR 88TG1 TURNING GEAR A
BAR006VCB-ABAC | PIPING AND VALVES TRIP OIL HYDRAULIC/TRIP OIL PIPING AND VALVES B
BAR006VDA-ABAA | INDICATOR LCI COOLER PRESSURE DIFFCLCPDI011 STARTING SYSTEM AND TURNING GEAR I&C A
BAR006VDB-AAAA | GEARBOX TURNING GEAR DRIVE TURNING GEAR B
BAR006RCA-ABAAAF | SWITCH EXTENDED DISCH PRESS ZONE1 80FP1E GAS TURBINE A FIRE PROTECTION SYSTEM CO2 CO2 I&C A
BAR006RCA-ABAAAK | SWITCH INITIAL DISCH PRESS ZONE3 80FP3 GAS TURBINE A FIRE PROTECTION SYSTEM CO2 CO2 I&C A
BAR006RCB-AAAAAB | DETECTOR FLAME GAS TURBINE B FIRE PROTECTION SYSTEM CO2 CO2 SYSTEM B
BAR006VAB-AEAAAA | SWITCH B INLET HEATING DRAIN VALVE LIMIT 33TH4 INLET AIR HEATING BLEED HEAT AIR AND GAS I&C B
BAR006VEB-AAAAAAAB | MOTOR 88BN1 COOLING AIR FAN BEARING AREA 88BN1 FANS COOLING AIR SYSTEM B
BAR006VEB-AAAAAAAC | BREAKER COOLING AIR FAN BEARING AREA 88BN1 FANS COOLING AIR SYSTEM B
BAR006VEB-AAAAACAC | BREAKER COOLING AIR FAN LUBE OIL SKID 88BL1 FANS COOLING AIR SYSTEM B
BAR006VEB-AAAAAEAC | BREAKER COOLING AIR FAN TURBINE COMPARTMENT 88BT1 FANS COOLING AIR SYSTEM B
BAR006VBA-AAAAAD | PUMP 88ES1 EMERGENCY LUBE OIL PUMP PUMPS A
BAR006VBA-AAABAA | MOTOR 88ES1 EMERGENCY SEAL OIL PUMP PUMPS A
BAR006VBA-AAABAC | VALVE CHECK DISCHARGE EMERGENCY SEAL OIL PUMP PUMPS A
BAR006SAC-ADAAAG | TRANSMITTER B DEW POINT SENSOR TEMPERATURE 96TD1A PIPING & VALVES INSTRUMENT AIR CONTROL AIR I&C C
BAR006VGA-AAAAAB | ACTUATOR VANES VARIABLE INLET GUIDE INLET BELLMOUTH A
BAR006SBC-AAAF | VALVE CT/HRSG A SERVICE AIR ISOLATION SERVICE AIR C VALVES PIPING AND RELATED EQUIPMENT A
BAR006VGA-ABAE | BLADES STAGE 2 ROTATING COMPRESSOR A
BAR006VGA-ABAM | BLADES STAGE 6 STATIONARY COMPRESSOR A
BAR006VBA-AEABAK | SWITCH A MAIN LUBE OIL FILTER DIFF PRESS ALARM 63QQ21 LUBE OIL TANK FILTERS & PIPING I & C TANKS A
BAR006VBB-AAACAB | BREAKER LUBE OIL #1 PUMP PUMPS B
BAR006VBB-AAADAD | PUMP 88QA2 LUBE OIL #2 PUMP PUMPS B
BAR006VBB-AAAEAD | SWITCH B LOW LUBE OIL PRESS TRIP 63QT2B LUBE OIL PUMPS I & C PUMPS B
BAR006VAB-ABAAAB | BREAKER INLET FILTER EVAPORATIVE PUMP #1 INLET COOLING B
BAR006VCA-AAABAA | PUMP 88HQ2 HYDRAULIC PUMP #2 PUMPS A
BAR006GAB-AAAAACAA | BREAKER COOLING FAN MAIN POWER TRANSFORMER 6B MAIN POWER TRANSFORMER B
BAR006WBB-ACAEAB | THERMOCOUPLE HR B STEAM TEMP HRBTE401 HOT REHEATER I & C HOT REHEAT PIPING AND VALVES B
BAR006YBA-AAABABAE | GLASS SIGHT PUMP MINIMUM FLOW AMMONIA FORWARDING PUMP B AMMONIA FORWARDING PUMPS HRSG A AMMONIA FORWARDING SKID A A
BAR006WGB-ABAAAD | TRANSMITTER IP DRUM PRESSURE BOILER B BLBPT141 DRUM IP DRUM B
BAR007EBC-ABAA | CONTROLS EXCITATION C EX2100 STEAM TURB EXCITER I&C C
BAR007FFC-ABAA | LUBE OIL CONTROL & REGULATING VALVES VALVES C
BAR006MCA-AAAAAAAC | PUMP PHOSPHATE PUMP #1 HRSG A HP DRUM PHOSPHATE FEED PUMPS A
BAR007WHA-AAAF | ASSEMBLY DUCT BURNER BAFFLE ASSEMBLIES HRSG A DUCT BURNER SKID A
BAR007DDA-AAADAA | TRANSMITTER A GAS FUEL NOZZLE PRESS 96GC5 GAS REGULATING & SAFETY SHUTOFF VALVES A PIPING AND VALVES A
BAR006WJB | B
BAR007WGB-AEAAAN | INDICATOR DRUM LEVEL BOILER B BLBLI133 HRSG B DRUMS HEADERS LINKS DRUMS & TANKS I&C B
BAR007YCB-AAAA | DILUTION AIR FAN AMMONIA SKID HRSG B B
BAR007YCA-AAAAAA | DILUTION AIR FAN #1 HRSG A DILUTION AIR FAN AMMONIA SKID HRSG A A
BAR007HEC-ABAAAA | EXCHANGER CLOSED LOOP COOLING WATER #1 HEAT CLCHX001 HEAT EXCHANGER CLOSED LOOP COOLING WATER#1 COOLERS C
BAR006YCA-AAAAAAAA | FAN DILUTION AIR FAN #1 HRSG A DILUTION AIR FAN AMMONIA SKID HRSG A A
BAR007MAB-ACACAA | INDICATOR HP B FEEDWATER PRESSURE FWBPI012 BFP HP DRUM FLOW SECTION BOILER FEED PUMP I&C B
BAR006WBA-ACAEAD | THERMOCOUPLE HR A STEAM AT TURBINE TEMP HRATE001 HOT REHEAT INSTRUMENTS AND CONTROLS HOT REHEAT PIPING AND VALVES A
BAR007FGC-AAAA | SKID STEAM TURBINE FRONT STANDARD FRONT STANDARD C
BAR007FJC-ABAAAB | VALVE HOT REHEAT DRAIN HRHMV300 2 INCH TWIP SYSTEM @ STEAM TURBINE TWIP SYSTEM C
BAR007MCB-AAAAABAD | PUMP PHOSPHATE #4 PUMP PHOSPHATE FEED PUMPS B
BAR007YCB-AAAAAAAA | FAN DILUTION AIR FAN #1 HRSG B DILUTION AIR FAN AMMONIA SKID HRSG B B
BAR007WBB-AFADAD | THERMOCOUPLE IP STEAM BYPASS AFT SPRAY TEMP IPBBTE106 HRSG B STEAM BYPASS SYSTEM IP I & C IP BYPASS PIPING AND VALVES B
BAR007ZAC-ABAAAAAE | CABINET #15 CABINETS HARDWARE ASSOCIATED WITH OVATION OVATION C
BAR007WAC-AAAAAF | VALVE ISOLATION NITROGEN REGULATOR NITROGEN PIPING VALVES AND RELATED EQUIPMENT UNLOADING STATION C
BAR007LBC-ABAAAC | THERMOCOUPLE CONDENSATE PUMP DISCHARGE TEMP CDTE001 CONDENSATE PUMP MINIMUM FLOW PIPING & VALVES PIPING AND VALVES C
BAR007FJC-ABAAAKAK | THERMOCOUPLE MAINSTEAM TWIP MSTE001A INSTRUMENTS AND CONTROLS TWIP SYSTEM @ STEAM TURBINE TWIP SYSTEM C
BAR006WCA-ABAA | TUBING ECONOMIZER #1 HRSG A HP ECONOMIZER HP A
BAR007SAC-ACAAAC | VALVE SAFETY TANK #1 TANKS C
BAR007WBA-ABAGAP | TRANSMITTER COLD REHEAT A STEAM FLOW CRAFT101 HRSG A COLD REHEATER I & C IP/COLD REHEAT PIPING AND VALVES A
BAR006WGB-AAAAAG | INDICATOR HP DRUM PRESSURE BOILER B BLBPI010 DRUM HP DRUM B
BAR007GAC-AAAAAEAA | PIPING AND VALVES NITROGEN SYSTEM MAIN POWER TRANSFORMER 6C MAIN POWER TRANSFORMER C
BAR006ZBC-AAAK | AIR SYSTEM DISTRIBUTED CONTROL SYSTEM C
BAR007PAC-AC | BUILDING BFP DRIVE CONTROL C
BAR007HEC-AAABAE | VALVE SUCTION COOLING WATER PUMP CLOSED LOOP #2 PUMPS C
BAR007YBA-AAABABAB | MOTOR AMMONIA FORWARDING PUMP B AMMONIA FORWARDING PUMPS HRSG A AMMONIA FORWARDING SKID A
BAR007HEC-ABACAB | VALVE CLC EXCHANGER ISO CLCMV002 PIPING CLC HEAT EXCHANGER COOLING WATER CCW COOLERS C
BAR007WGA-ACAAAF | TRANSMITTER LP DRUM PRESSURE BOILER A BLAPT245 DRUM LP DRUM A
BAR007WCB-ACACAC | THERMOCOUPLE REHEAT NO. 2 TUBE TEMP BOILER B BLBTE492B HRSG B REHEATER TUBING REHEATER TUBING B
BAR007SAC-ABAAAB | FILTER INLET DRYER #1 AIR DRYERS C
BAR007HEC-AEADAB | INDICATOR CLOSED LOOP COOL PUMP 2 SUCT PRESSURE CLCPI006 COOLING WATER PUMP CLOSED LOOP #2 SERVICE WATER I&C C
BAR006EAA-ABAA | RELAY TORSIONAL STRESS RELAY GENERATOR I&C A
BAR007LBC-AAABAA | FILTER 72 CONDENSATE PUMP MOTOR CONDENSATE PUMP #2 CDPU002 PUMPS C
BAR006YBB-AAAAAG | VALVE RELIEF PUMP SUCTION A AMMONIA FORWARDING SKID PIPING AND RELATED HRSG B AMMONIA FORWARDING SKID B B
BAR007WGB-ABAD | VALVE HRSG B IP DRUM PRESSURE CONTROL PEGGING STEAM IPBPV139 IP DRUM B
BAR007DDB-AAAA | GAS PIPING & VALVES HEADER TO FUEL GAS HEATER PIPING AND VALVES B
BAR007FAC-ABAL | TRANSMITTER MAIN STEAM PRESSURE MSPT2031 HIGH PRESSURE I&C C
BAR007WBB-AFAB | VALVE IP BYPASS PRESSURE CONTROL IPBBPV101 IP BYPASS PIPING AND VALVES B
BAR007MAA-AAAAAE | VALVE SUCTION BOILER FEED PUMP A1 PUMPS A
BAR007WCA-ADACAC | THERMOCOUPLE REHEAT NO. 2 TUBE TEMP BOILER A BLATE492A HRSG A REHEATER TUBING REHEATER TUBING A
BAR006ZAC-ABAAAAAF | CABINET Remote I/O #16 CABINETS HARDWARE ASSOCIATED WITH OVATION OVATION C
BAR006LFA-AAABAA | INDICATOR DEAERATOR BOILER A TEMPERATURE BLATI205 INSTRUMENTS AND CONTROLS PIPING AND VALVES A
BAR006FAC-ABAQAQ | PROXIMITER NO. 2 BRG XAXIS FOR VP2XD TURBINE PROTECTION HIGH PRESSURE I&C C
BAR006DDB-AAABAB | VALVE GAS TEMPERATURE CONTROL FWBTV010 FEEDWATER PIPING AND VALVES FOR FUEL GAS HEATER PIPING AND VALVES B
BAR007WCB-AEABAA | THERMOCOUPLE GAS TEMP OUT OF FW PREHTR BOILER B BLBTE306A HRSG B LP FEEDWATER PREHEATER SECTION FEEDWATER PREHEATER TUBING B
BAR006HKC-AAABAGAD | SWITCH G COOLING TOWER FAN OIL LEVEL COOLING TOWER FAN G CWCLG FANS FORCED DRAFT COOLING TOWER C
BAR006RCB-ABAAAB | SWITCH HIGH PRESSURE ALARM 63FP1B GAS TURBINE B FIRE PROTECTION SYSTEM CO2 CO2 I&C B
BAR007WEA-AAABAD | VALVE DISCHARGE CHECK ECONOMIZER RECIRCULATING PUMP #4A PUMPS A
BAR007NDB-AAAAAJ | ANALYZER IP BOILER STEAM HRSG B CONDUCTIVITY 356 WATER ANALYSIS ANALYZER PANEL INSTRUMENTS AND CONTROLS B
BAR007WCA-AE | LP TUBING A
BAR006LAC-AAACAE | THERMOCOUPLE CONDENSER TEMP CDTE004 INSTRUMENTS AND CONTROLS CONDENSER C
BAR006HCC-AAAAAFAA | PUMP WTPU03B SCALE INHIBITOR METERING PUMP B PUMPS CHLORINATION C
BAR006YAC-AAACAH | VALVE PRESSURE RELIEF UNLOADING LIQUID PIPING AMMONIA LIQUID PIPING VALVES AND RELATED EQUIPMENT UNLOADING STATION C
BAR006FCC-ACAK | TRANSMITTER LP A ADMISSION STEAM PRESS LPAPT206 LOW PRESSURE I&C C
BAR007WBA-AFAJAD | THERMOCOUPLE IP STEAM A BYP SPRAY WTR TEMP DSHATE00461 HRSG A STEAM BYPASS SYSTEM IP I & C IP BYPASS PIPING AND VALVES A
BAR006YAC-AAACAE | VALVE PRESSURE RELIEF UNLOADING LIQUID LINE AMMONIA LIQUID PIPING VALVES AND RELATED EQUIPMENT UNLOADING STATION C
BAR007FAC-ABAQAD | PROBE THRUST BRG. AXIAL POS #3 ZP201C TURBINE PROTECTION HIGH PRESSURE I&C C
BAR006BHB-AAAD | COMPRESSOR HRSG B CEMS POWEREX AIR
BAR006SAC-AF | PIPING AND VALVES C
BAR007FAC-AB | HIGH PRESSURE I&C C
BAR006LAC-ADAAAD | BREAKER CONDENSER VACUUM PUMP #1 SKID VACUUM PUMPS C
BAR006LBC-AAAAAF | MOTOR CONDENSATE PUMP #1 CDPU001 PUMPS C
BAR006WBA-ABAGAT | TRANSMITTER COLD REHEAT HEADER PRESS CRPT120 INSTRUMENTS AND CONTROLS IP/COLD REHEAT PIPING AND VALVES A
BAR006SAC-AAABAF | FAN COOLING COMPRESSOR #2 COMPRESSORS C
BAR007DDB-AAAAAFAB | TRANSMITTER B STOP/SPEED RATIO VALVE DIFF PRESS 96SR2 TRANSMITTERS GAS PIPING & VALVES HEADER TO FUEL GAS HEATER PIPING AND VALVES B
BAR006HDC-AAAA | CIRCULATING WATER PUMP #1 PUMPS C
BAR006WJA-AA | TANKS A
BAR007NCC-AA | VALVES AND PIPING C
BAR006NDA-AAABAH | ANALYZER IP BOILER DRUM HRSG A PH 148 WATER ANALYSIS ANALYZER PANEL INSTRUMENTS AND CONTROLS A
BAR007FEC-AAABAA | MOTOR GLAND EXHAUSTER BLOWER NO.2 TURBINE STEAM SEAL C
BAR006YAC-AD | TANKS C
BAR006YAC-AAAC | AMMONIA LIQUID PIPING VALVES AND RELATED EQUIPMENT UNLOADING STATION C
BAR007FFC-AAAAABAE | PUMP LUBE OIL CONDITIONING PUMP LUBE OIL PUMPS PUMPS C
BAR007EAB-AAAC | BEARING INBOARD GENERATOR GAS TURBINE B
BAR007DDA-ADAHAC | TRANSMITTER LOCATED ON FILTER SEPERATOR LEVEL NGALT01B TRANSMITTERS FILTERS FINAL SEPARATORS A
BAR006YEB-AB | CATALYST B
BAR006HEC-AAAAAB | BREAKER COOLING WATER PUMP CLOSED LOOP #1 PUMPS C
BAR006WCA-AAAE | TUBING SUPERHEATER #4 HP TUBING A
BAR006LBC-AAAB | CONDENSATE PUMP #2 CDPU002 PUMPS C
BAR006LFA-AAABAE | THERMOCOUPLE CONDENSATE A TEMP CDATE220 INSTRUMENTS AND CONTROLS PIPING AND VALVES A
BAR007MAB-ABAA | BFP MINIMUM FLOW PIPING & VALVES PIPING AND VALVES B
BAR007HEC-AEAA | HEAT EXCHANGER CLOSED LOOP COOLING WATER #1 SERVICE WATER I&C C
BAR006DDA-ACAB | FILTER SOUTH FINAL SEPERATOR NGASP001 FILTERS FINAL SEPARATORS A
BAR006DDB-ADAHAA | TRANSMITTER NAT GAS FILTER SEP DIFF PRESS NGBPDT001 TRANSMITTERS FILTERS FINAL SEPARATORS B
BAR006MCB-AAAAAAAA | DAMPENER PHOSPHATE PUMP #2 PULSATION PHOSPHATE PUMP#2 HRSG B HP DRUM PHOSPHATE FEED PUMPS B
BAR006FFC-AB | VALVES C
BAR006GAB-AAAAAEAB | REGULATORS NITROGEN SYSTEM MAIN POWER TRANSFORMER 6B MAIN POWER TRANSFORMER B
BAR006EAA-ABAG | SENSOR NONCONT BENTLEY GEN COLLECTOR END VIBRATION GENERATOR I&C A
BAR006HBC-AAABAC | MOTOR COOLING TOWER MAKEUP PUMP #2 PUMPS C
BAR006HBC-AAABAF | PUMP COOLING TOWER MAKEUP PUMP #2 PUMPS C
BAR007FDC-AEAAAJ | SWITCH LOW HYD FLUID TRIP AND ALARM PS281F HYDRAULIC OIL SYSTEM EHC HYDRAULIC CONTROLS I&C C
BAR007LBC-AB | PIPING AND VALVES C
BAR007WHB-AC | GAS PIPING AND VALVES B
BAR007WJB-AA | TANKS B
BAR006EAA-ABAD | DRAIN LUBE SYSTEM TEMPGENERATOR #2 BEARING DRAIN GENERATOR I&C A
BAR006HBC-AAABAH | VALVE DISCHARGE CHECK COOLING TOWER MAKEUP PUMP #2 PUMPS C
BAR006WEA-AAAAAE | VALVE DISCHARGE CHECK ECONOMIZER RECIRCULATING PUMP #3A PUMPS A
BAR006HDC-AAAAAC | VALVE SUCTION CIRCULATING WATER PUMP #1 PUMPS C
BAR006WEB-AAAAAA | MOTOR ECONOMIZER RECIRCULATING PUMP #3B PUMPS B
BAR006ECB-ADAB | SWITCH B GENERATOR LIQUID LEVEL HIGH HIGH 71WG2 INSTRUMENTS AND CONTROLS B
BAR006ECC-ACAA | SWITCH ST GENERATOR LIQUID LEVEL DETECTOR HIGH LSH2990 INSTRUMENTS AND CONTROLS C
BAR006NDB-AAABAL | ANALYZER LP ADMISSION STEAM HRSG B CONDUCTIVITY 292 WATER ANALYSIS ANALYZER PANEL INSTRUMENTS AND CONTROLS B
BAR006HKC-AAABADAB | GEARBOX COOLING TOWER FAN D CWCLD FANS FORCED DRAFT COOLING TOWER C
BAR006NDC-AAABAK | ANALYZER DSISSOLVED OXYGEN TOP EAST 488 WATER ANALYSIS ANALYZER PANEL INSTRUMENTS AND CONTROLS C
BAR006LJC-AAAA | CONDENSATE TO MISC SERV WTR WASH VAC. PMPS PHOSPHATE EXTERNAL PIPING AND VALVES C
BAR007VAA-AAADAD | SWITCH A TURBINE INLET AIR FILTER EXCESS PRESS DROP 63TF2B INLET AIR INSTRUMENTS AND CONTROLS INLET AIR FILTERS A
BAR007VGB-AEAG | NOZZLES 3ND STAGE TURBINE B
BAR006VKA-AAAAAG | VALVE TRAIN A AUG STEAM HEADER SAFETY ASASV120 STEAM INJECTION POWER AUGMENTATION PIPING AND VALVES A
BAR006VBB-AFABAB | SWITCH B LUBE OIL BRG HEADER PRESS AUX. PUMP START 63QA1A LUBE OIL CONTROL & REGULATING VALVES I & C PIPING VALVES & RELATED EQUIPMENT B
BAR007VGA-ABAC | BLADES STAGE 1 STATIONARY COMPRESSOR A
BAR007VGA-ABAH | BLADES STAGE 4 STATIONARY COMPRESSOR A
BAR007VAB-AEACAA | SWITCH B EVAP COOLER LOW WATER LEVEL 71AC1 AIR INLET FILTER & EXHAUST SYSTEM AIR AND GAS I&C B
BAR007VCA-ADAH | SWITCH A HYDRAULIC OIL TRIP PRESS GAS STOP VALVE 63HG3 HYDRAULIC CONTROLS I&C A
BAR006VK | WATER INJECTION/STEAM INJECTION SYSTEM
BAR007VAA-AEAAAB | SWITCH A INLET HEATING ISO VALVE LIMIT 33TH3 INLET AIR HEATING BLEED HEAT AIR AND GAS I&C A
BAR007VAA-AEABAB | SWITCH A ACCESORY COMP PRESS LOW ALARM 63AT4 HEAT & VENT SYSTEM AIR AND GAS I&C A
BAR007VAA-AEABAH | SWITCH A TURBINE COMP PRESSURE 63AT2 HEAT & VENT SYSTEM AIR AND GAS I&C A
BAR007VEA | A
BAR007VKA | A
BAR007VGB-ABBF | BLADES STAGE 15 STATIONARY COMPRESSOR B
BAR007VEB-ABAAAC | MOTOR 88TK1 EXHAUST FRAME FAN #1 EXHAUST FRAME COOLING B
BAR007VBA-ADAAAC | BREAKER MIST ELIMINATOR A VAPOR EXTRACTION A
BAR007VJC | C
BAR007VDC | C
BAR007VBB-AAAD | LUBE OIL #2 PUMP PUMPS B
BAR006VAB-AAAD | INLET AIR INSTRUMENTS AND CONTROLS INLET AIR FILTERS B
BAR006VBA-AC | FILTERS/STRAINERS A
BAR006VEA-ABAB | EXHAUST FRAME FAN #2 EXHAUST FRAME COOLING A
BAR007VEA-AAAAAA | COOLING AIR FAN BEARING AREA 88BN1 FANS COOLING AIR SYSTEM A
BAR006VGB-AGAC | VANES VARIABLE INLET GUIDE GAS TURBINE I&C B
BAR007VEB-AAAAAD | COOLING AIR FAN BEARING AREA 88BN2 FANS COOLING AIR SYSTEM B
BAR007VAB-AB | INLET COOLING B
BAR007VGA-AD | COMBUSTION CHAMBER A
BAR007VAA-AEAA | INLET AIR HEATING BLEED HEAT AIR AND GAS I&C A
BAR006MAB-AAABAHAA | TRANSMITTER HP BFP 2 DISCH PRESSURE FWBPT004 PUMP FWBPU0026 BOILER FEED PUMP B2 PUMPS B
BAR007VDB-AAAC | MOTOR TURNING GEAR 88TG1 TURNING GEAR B
BAR006VAA-ABAE | PIPING VALVES AND RELATED EQUIPMENT INLET COOLING A
BAR007RAC-AA | FOAMING EQUIPMENT C
BAR006VBB-AEAAAC | VALVE DRAIN LUBE OIL TANK FILTERS & PIPING TANKS B
BAR006Y | SELECTIVE CATALYTIC REDUCTION
BAR007VBB-AC | FILTERS/STRAINERS B
BAR007VGA-AEAC | BUCKETS 1ST STAGE TURBINE A
BAR007VBB-AAABAC | VALVE CHECK DISCHARGE EMERGENCY SEAL OIL PUMP PUMPS B
BAR006GAA-AAAAAEAA | PIPING AND VALVES NITROGEN SYSTEM MAIN POWER TRANSFORMER 6A MAIN POWER TRANSFORMER A
BAR006HKC-AAAAAJAB | TRANSMITTER CIRC WATER MAKEUP FLOW CWMFT003 CIRCULATING WATER MAKEUP PIPING & VALVES @ TOWER COOLING TOWER STRUCTURE AND BASIN FORCED DRAFT COOLING TOWER C
BAR007MCA-AAAAAB | PHOSPHATE #3 PUMP PHOSPHATE FEED PUMPS A
BAR006EAC-ABAD | INDICATOR STEAM TURB H2 COOLER CLCTI006 TEMPERATURE GENERATOR I&C C
BAR006HCC-AAAAACAC | BREAKER SODIUM BISULFITE METERING PUMP A PUMPS CHLORINATION C
BAR006VEA-ACAAAD | SWITCH A COMPRESSOR BLEED VLV LIMIT 33CB4 COOLING & SEALING AIR SYSTEM COOLING SYSTEM I&C A
BAR006HDC-ACAAAG | ELEMENT CIRC WATER FLOW TO SW HT EXCH 1 CWFE002 PIPING & VALVES CIRC. WATER TO CONDENSER WATER BOX CONDENSER CIRCULATING WATER I&C C
BAR007VEA-AAAAAD | COOLING AIR FAN LUBE OIL SKID 88BL2 FANS COOLING AIR SYSTEM A
BAR006MAB-AAAAAA | PUMP FWBPU0016 BOILER FEED PUMP B1 PUMPS B
BAR006SAC-ACABAC | VALVE SAFETY TANK #2 TANKS C
BAR006NDC-AA | INSTRUMENTS AND CONTROLS C
BAR006SBA-AAAB | VALVE SERVICE AIR ISOLATION @ CT/HRSG A SERVICE AIR C VALVES PIPING AND RELATED EQUIPMENT A
BAR006VEB-ABAAAB | BREAKER EXHAUST FRAME FAN #1 EXHAUST FRAME COOLING B
BAR006VGA-ABAS | BLADES STAGE 8 ROTATING COMPRESSOR A
BAR006WEA-AA | PUMPS A
BAR007MAA-AAAAAJ | LUBE OIL SKID A1 BOILER FEED PUMP A1 PUMPS A
BAR006WEB-ABAA | HRSG B CONDENSATE RECIRCULATING PIPING AND VALVES PIPING VALVES AND RELATED EQUIPMENT B
BAR006VBA-ADABAA | FAN 88QV1B MIST ELIMINATOR B VAPOR EXTRACTION A
BAR006DDB-ADAHAD | TRANSMITTER LOCATED ON FILTER SEPERATOR LEVEL NGBLT02A TRANSMITTERS FILTERS FINAL SEPARATORS B
BAR006FCC-ACAA | INDICATOR LP A ADMISSION STEA PRESSURE LPAPI205 LOW PRESSURE I&C C
BAR007WCA-ABADAC | THERMOCOUPLE GAS TEMP INTO HP ECONOMZER BOILER A BLATE305C INSTRUMENTS AND CONTROLS ECONOMIZER HP A
BAR007VGB-AGACAA | TRANSMITTER B INLET GUIDE VANE POSITION 96TV1 VANES VARIABLE INLET GUIDE GAS TURBINE I&C B
BAR006ZBC-AAAA | FUEL SUPPLY DISTRIBUTED CONTROL SYSTEM C
BAR007DDA-AAADAE | TRANSMITTER A GAS FUEL NOZZLE PRESS PM1 96GC1 GAS REGULATING & SAFETY SHUTOFF VALVES A PIPING AND VALVES A
BAR007VEB-ACAAAF | SWITCH B TURBINE SHELL EXH FRAME BLOWER DISC PRESS 63TK2 COOLING & SEALING AIR SYSTEM COOLING SYSTEM I&C B
BAR007WGA-AEAAAG | GAUGE. DRUM LEVEL GAUGE/WATER COLUMN ASSEMBLY A BOILER BLALG232 HRSG A DRUMS HEADERS LINKS DRUMS TANKS I&C A
BAR007WCA-AAAFAH | THERMOCOUPLE HP SPRHTR NO. 3 TUBE TEMP BOILER A BLATE091B HRSG A HP TUBING HP TUBING A
BAR007HDC-ACAAAC | INDICATOR CIRC WTR PRESSURE CWPI013 PIPING & VALVES CIRC. WATER TO CONDENSER WATER BOX CONDENSER CIRCULATING WATER I&C C
BAR007HDC-ACABAD | THERMOCOUPLE CIRC WATER FROM COND TEMP CWTE003 PIPING & VALVES CIRC. WATER WATER BOX TO RISER VALVES CONDENSER CIRCULATING WATER I&C C
BAR007VGB-ACAA | VALVE COMPRESSOR BLEED #1 COMPRESSOR PIPING AND VALVES B
BAR007HDC-AAABAB | VALVE DISCHARGE SHUTOFF CWMV002 CIRCULATING WATER PUMP #2 PUMPS C
BAR006WBB-ADAE | VALVE HRSG B LP STEAM HDR ISO MOV LPBMV201 LP STEAM PIPING AND VALVES B
BAR007KCC-AAAA | CABLES STATION SERVICE 4 CABLES PER PHASE C
BAR007LBC-AAAAAC | STARTER CONDENSATE PUMP #1 CDPU001 PUMPS C
BAR007LBC-AAACAC | MOTOR CONDENSATE QUICK FILL & MAKEUP PUMP PUMPS C
BAR007MAA-AAABAH | VALVE SUPPLY CONDENSATE THROTTLE BOILER FEED PUMP A2 PUMPS A
BAR007DDB-ACAA | VALVE SAFETY SHUTOFF NGBSV001 GAS REGULATING & SAFETY SHUTOFF VALVES B
BAR006MAA-AAABAD | TRAP DRAIN THROTTLE BUSHIN BOILER FEED PUMP A2 PUMPS A
BAR007WGB-AEAAAA | GAUGE DRUM LEVEL GAUGE/TIE BAR ASSEMBLY B BOILER BLBLG13 HRSG B DRUMS HEADERS LINKS DRUMS & TANKS I&C B
BAR007FEC-AAAAAA | MOTOR GLAND EXHAUSTER BLOWER NO.1 TURBINE STEAM SEAL C
BAR006NDC-AAABAT | PROBE COOLING TOWER PH WATER ANALYSIS ANALYZER PANEL INSTRUMENTS AND CONTROLS C
BAR007HCC-AAAAAAAD | VALVE ISOLATION DISCHARGE SODIUM BISULFITE METERING PUMP A PUMPS CHLORINATION C
BAR007DDB-AAAAAFAE | TRANSMITTER NATURAL GAS PRESSURE NGBPT001B TRANSMITTERS GAS PIPING & VALVES HEADER TO FUEL GAS HEATER PIPING AND VALVES B
BAR006WBB-ABAGAE | THERMOCOUPLE COLD REHEAT B STEAM TEMP CRBTE420 HRSG B COLD REHEATER INLET SECTION IP/COLD REHEAT PIPING AND VALVES B
BAR007VCA-AAABAB | BREAKER HYDRAULIC PUMP #2 PUMPS A
BAR007DDB-AAADAA | TRANSMITTER B GAS FUEL NOZZLE PRESS 96GC5 GAS REGULATING & SAFETY SHUTOFF VALVES B PIPING AND VALVES B
BAR007FFC-ADABAS | SWITCH LOW LUBE OIL HDR PRESS ALARM & TRIP PS270B INSTRUMENTS AND CONTROLS TANKS C
BAR006WBA-AGAB | VALVE LP STEAM BYPASS PRESSURE CONTROL LPBAPV100 LP BYPASS PIPING AND VALVES A
BAR007FAC-ABAQAT | PROBESPEED #1 PRIMARY ST201B TURBINE PROTECTION HIGH PRESSURE I&C C
BAR006VEA-AAAAADAC | BREAKER COOLING AIR FAN LUBE OIL SKID 88BL2 FANS COOLING AIR SYSTEM A
BAR006BHB-AAAG | INSTRUMENTS & CONTROLS HRSG B CEMS EQUIPMENT
BAR006FAC-AB | HIGH PRESSURE I&C C
BAR006FDC-AA | PUMPS C
BAR007VDB | B
BAR007WCB | B
BAR007WDA | A
BAR007WFA | A
BAR007WGB | B
BAR007YAC | C
BAR007GAA | A
BAR007GEC | C
BAR007LFA | A
BAR007LJC | C
BAR007NDC | C
BAR006VBA-ABAC | LUBE OIL COOLERS I & C COOLERS A
BAR006VBB-ADAA | MIST ELIMINATOR A VAPOR EXTRACTION B
BAR006VCA-AD | HYDRAULIC AND TRIP OIL SYSTEM I&C A
BAR007WJA-AC | BLOWDOWN I&C A
BAR007YAC-ADAA | AMMONIA STORAGE TANK AND ASSOCIATED EQUIPMENT TANKS C
BAR007MAB-AAABAJ | LUBE OIL SKID B2 BOILER FEED PUMP B2 PUMPS B
BAR007WBA-AC | HOT REHEAT PIPING AND VALVES A
BAR007WBA-AAAG | HRSG A HP ATTEMPERATOR SECTION MAIN STEAM PIPING AND VALVES A
BAR007ZAC-AAAAAA | MARK VIe CABINETS HARDWARE ASSOCIATED WITH MARK VIe MARK VIe C
BAR006VFA-ABAA | GAS FUEL SYSTEM FUEL I&C A
BAR006VGA-AB | COMPRESSOR A
BAR006VGA-AD | COMBUSTION CHAMBER A
BAR006VGA-AGAD | MARK VIe CONTROL SYSTEM GAS TURBINE I&C A
BAR006VGB-AF | BEARINGS B
BAR007FDC-ADAA | STEAM TURBINE HYDRAULIC COOLING FAN #1 MISCELLANEOUS EQUIPMENT C
BAR007FFC-AAAAAD | LUBE OIL PUMP #2 LUBE OIL PUMPS PUMPS C
BAR007WBB-AAAF | MAIN STEAM I & C MAIN STEAM PIPING AND VALVES B
BAR007FHC-AA | TURNING GEAR C
BAR007RAC-AB | FIRE PROTECTION STATIONS C
BAR006VAA-AB | INLET COOLING A
BAR007RCB-AAAA | GAS TURBINE B FIRE PROTECTION SYSTEM CO2 CO2 SYSTEM B
BAR007RCB-AB | CO2 I&C B
BAR007SAC-AAAAAA | COMPRESSOR COMPRESSOR #1 COMPRESSORS C
BAR007SAC-AB | AIR DRYERS C
BAR007HDC-ABAB | WATERBOX WEST CONDENSER WATERBOX AND RELATED EQUIPMENT C
BAR007HEC-AEAD | COOLING WATER PUMP CLOSED LOOP #2 SERVICE WATER I&C C
BAR007HKC-AAABAA | COOLING TOWER FAN A CWCLA FANS FORCED DRAFT COOLING TOWER C
BAR006VAB-AD | INLET BLEED HEAT B
BAR007WCB-ACAC | HRSG B REHEATER TUBING REHEATER TUBING B
BAR007WGA-AAAA | DRUM HP DRUM A
BAR007WGA-AC | LP DRUM A
BAR007LGC-AA | GLAND SEAL STEAM EXHAUSTER C
BAR007MAA-AA | PUMPS A
BAR007MAA-AAAAAA | PUMP FWAPU0017 BOILER FEED PUMP A1 PUMPS A
BAR007EFA-AA | VALVES AND PIPING A
BAR007FAC-ABAQ | TURBINE PROTECTION HIGH PRESSURE I&C C
BAR007VJC-AA | PUMPS C
BAR007VJC-AD | WATER WASH I&C C
BAR007YBB-AAAA | AMMONIA FORWARDING SKID PIPING AND RELATED HRSG B AMMONIA FORWARDING SKID B
BAR007YBB-AAABAA | AMMONIA FORWARDING PUMP A AMMONIA FORWARDING PUMPS HRSG B AMMONIA FORWARDING SKID B
BAR007YBB-AAABAB | AMMONIA FORWARDING PUMP B AMMONIA FORWARDING PUMPS HRSG B AMMONIA FORWARDING SKID B
BAR007YCA-AAAA | DILUTION AIR FAN AMMONIA SKID HRSG A A
BAR006VDB-AB | GEARBOX
BAR006VEA-AAAA | FANS COOLING AIR SYSTEM A
BAR006VEB-AA | COOLING AIR SYSTEM B
BAR007YCA-AAAC | AMMONIA VAPORIZATION I&C AMMONIA SKID HRSG A A
BAR006RCB-AA | CO2 SYSTEM B
BAR006SAC-AAAAAA | COMPRESSOR COMPRESSOR #1 COMPRESSORS C
BAR007MCB-AAAAAA | PHOSPHATE #2 PUMP PHOSPHATE FEED PUMPS B
BAR007WBB-ACAE | HOT REHEATER I & C HOT REHEAT PIPING AND VALVES B
BAR007WBB-ADAF | INSTRUMENTS AND CONTROLS LP STEAM PIPING AND VALVES B
BAR007WBB-AE | HP BYPASS PIPING AND VALVES B
BAR007WBB-AEAF | HRSG B STEAM BYPASS SYSTEM HPI & C HP BYPASS PIPING AND VALVES B
BAR007WCA-AAAA | TUBING EVAPORATOR HP TUBING A
BAR007WCA-AAAF | HRSG A HP TUBING HP TUBING A
BAR007WCA-ACAB | TUBING SUPERHEATER IP TUBING A
BAR007HBC-AA | PUMPS C
BAR007HCC-AAAAAE | SCALE INHIBITOR METERING PUMP A PUMPS CHLORINATION C
BAR007HCC-AAAC | TANKS CHLORINATION C
BAR007VBA-AAAE | LUBE OIL PUMPS I & C PUMPS A
BAR007VBA-AC | FILTERS/STRAINERS A
BAR007KCA-AA | RUNNING STATION A
BAR007KCB-AA | RUNNING STATION B
BAR007VEB-AAAAAE | COOLING AIR FAN TURBINE COMPARTMENT 88BT1 FANS COOLING AIR SYSTEM B
BAR006NDB-AAAA | WATER ANALYSIS SAMPLE PANEL WATER SIDE INSTRUMENTS AND CONTROLS B
BAR006PAA-AB | COMBUSTION CHAMBER A
BAR006PAB-AD | PUMPS B
BAR006WCA-AAAC | TUBING SUPERHEATER #2 HP TUBING A
BAR006WCA-AAAD | TUBING SUPERHEATER #3 HP TUBING A
BAR006WCA-AB | ECONOMIZER HP A
BAR006WCB-AAAB | TUBING SUPERHEATER #1 HP TUBING B
BAR006WCB-AB | ECONOMIZER HP B
BAR006WCB-AFAB | HRSG B LP FEEDWATER PREHEATER SECTION I & C FEEDWATER PREHEATER TUBING B
BAR006GAC-AAAAAB | OIL COOLER PUMP MAIN POWER TRANSFORMER 6C MAIN POWER TRANSFORMER C
BAR006MCB-AAAA | PHOSPHATE FEED PUMPS B
BAR006HBC-AAAA | COOLING TOWER MAKEUP PUMP #1 PUMPS C
BAR006HCC-AA | CHLORINATION C
BAR006HDC-ACAA | PIPING & VALVES CIRC. WATER TO CONDENSER WATER BOX CONDENSER CIRCULATING WATER I&C C
BAR006WJA-AB | HRSG A BLOWDOWN VALVES CONTINUOUS & INTERMITTENT A
BAR006WJB-AA | TANKS B
BAR006YAC-AB | COMPRESSORS C
BAR006YAC-ABAA | AMMONIA COMPRESSOR COMPRESSORS C
BAR006YAC-AF | PIPING AND ASSOCIATED VALVES C
BAR006NDB-AA | INSTRUMENTS AND CONTROLS B
BAR006YBB-AA | AMMONIA FORWARDING SKID B B
BAR006KCC-ABAD | BREAKER FRAME 3B COOLING TOWER B MCC TRANSFORMER 4160 VOLT C
BAR006LAC-ABAA | HOTWELL HOTWELL C
BAR007DDA-ABAB | ELECTRIC HEATER FOR FUEL GAS HEATERS A
BAR007EAA-AA | GENERATOR GAS TURBINE A
BAR006WBB-ACAF | HOT REHEAT SPRAY WATER I & C HOT REHEAT PIPING AND VALVES B
BAR006WBB-AJ | LP BYPASS PIPING AND VALVES B
BAR006MAA-AAABAJAA | LUBE OIL PUMP BFP A2 LUBE OIL SKID MOTOR DRIVEN BOILER FEED PUMP A2 PUMPS A
BAR006WEB-AAAA | ECONOMIZER RECIRCULATING PUMP #3B PUMPS B
BAR006WGA-AAAA | DRUM HP DRUM A
BAR006WGA-AD | HEADERS A
BAR006WGB-AAAA | DRUM HP DRUM B
BAR006WGB-AD | HEADERS B
BAR006HEC-AAAB | COOLING WATER PUMP CLOSED LOOP #2 PUMPS C
BAR006HEC-ADAA | HEAT EXCHANGER CLOSED LOOP COOLING WATER #1 SERVICE WATER I&C C
BAR006HEC-ADAC | COOLING WATER PUMP CLOSED LOOP #1 SERVICE WATER I&C C
BAR006HKC-AAAB | FANS FORCED DRAFT COOLING TOWER C
BAR006WAC-AA | UNLOADING STATION C
BAR006YEA-AB | CATALYST A
BAR006LJC-AA | EXTERNAL PIPING AND VALVES C
BAR007EAC-AA | GENERATOR STEAM TURBINE C
BAR007EAC-AB | GENERATOR I&C C
BAR006WBA-AE | HP BYPASS PIPING AND VALVES A
BAR006ECC-AAAC | REGULATOR PRESSURE DIFFERENTIAL VALVES AND PIPING C
BAR006ECC-ACAE | SWITCH LIQUID LEVEL DETECTOR HIGH LEVEL LSHH2992 INSTRUMENTS AND CONTROLS C
BAR006DDB-AAAAAD | VALVE PRESSURE CONTROL NGBPV004 GAS PIPING & VALVES HEADER TO FUEL GAS HEATER PIPING AND VALVES B
BAR006DDB-AAADAA | TRANSMITTER B GAS FUEL NOZZLE PRESS 96GC5 GAS REGULATING & SAFETY SHUTOFF VALVES B PIPING AND VALVES B
BAR006DDB-AAACAC | TRANSMITTER B FUEL GAS FLOW ORIFICE DIFF PRESS 96FF2 PIPING & VALVES SEPARATORS TO ACCESSORY MODULE B PIPING AND VALVES B
BAR006ECC-ACAG | SWITCH LOW SEAL OIL DIFF PRESS PDSL3402 INSTRUMENTS AND CONTROLS C
BAR006EDB-AA | GENERATOR TERMINAL ENCLOSURE B B
BAR006FAC-ABAQAF | PROBE NO. 1 BRG VIBRATION XAXIS VP1XD TURBINE PROTECTION HIGH PRESSURE I&C C
BAR006FAC-ABAQAS | PROBE SPEED #2 EMERGENCY OVERSPEED ST202B TURBINE PROTECTION HIGH PRESSURE I&C C
BAR006GAA-AAAAAD | LIGHTING ARRESTORS MAIN POWER TRANSFORMER 6A MAIN POWER TRANSFORMER A
BAR006GAB-AAAAABAA | PUMP OIL COOLER PUMP MAIN POWER TRANSFORMER 6B MAIN POWER TRANSFORMER B
BAR006GAB-AAAAAD | LIGHTING ARRESTORS MAIN POWER TRANSFORMER 6B MAIN POWER TRANSFORMER B
BAR006GAC-AAAAACAA | BREAKER COOLING FAN MAIN POWER TRANSFORMER 6C MAIN POWER TRANSFORMER C
BAR006HKC-AAAAAJAF | TRANSMITTER COOLING TOWER BASIN LEVEL ORP ANALYSIS CWAT003 CIRCULATING WATER MAKEUP PIPING & VALVES @ TOWER COOLING TOWER STRUCTURE AND BASIN FORCED DRAFT COOLING TOWER C
BAR006FAC-ABAQAU | PROBE NO. 3 AXIAL POSITION PROXIMITOR TURBINE PROTECTION HIGH PRESSURE I&C C
BAR006FAC-ABAQBB | PROBE NO. 4 BRG VIBRATION XAXIS VP4XD TURBINE PROTECTION HIGH PRESSURE I&C C
BAR006FAC-ABAQBC | PROBE NO. 4 BRG VIBRATION YAXIS VP4YD TURBINE PROTECTION HIGH PRESSURE I&C C
BAR006HKC-AAABADAE | BREAKER COOLING TOWER FAN D CWCLD FANS FORCED DRAFT COOLING TOWER C
BAR006EAB-AAAE | MAIN BUSHINGS GENERATOR GAS TURBINE B
BAR006EAB-AAAF | ROTOR GENERATOR GAS TURBINE B
BAR006FDC-AAACAB | BREAKER HYDRAULIC FLUID PUMP #1 PUMPS C
BAR007VGA-ABBF | BLADES STAGE 15 STATIONARY COMPRESSOR A
BAR007D | FUEL SUPPLY
BAR006VEB-AAAAACAA | FAN COOLING AIR FAN LUBE OIL SKID 88BL1 FANS COOLING AIR SYSTEM B
BAR006VBB-AAAAAA | MOTOR 88QE1 EMERGENCY LUBE OIL PUMP PUMPS B
BAR006VGA-ABBM | BLADES EGV1 STATIONARY COMPRESSOR A
BAR006VGA-ABAB | BLADES STAGE 0 STATIONARY COMPRESSOR A
BAR006VGA-ABAJ | BLADES STAGE 4 ROTATING COMPRESSOR A
BAR006VGA-ABAZ | BLADES STAGE 12 STATIONARY COMPRESSOR A
BAR006VGB-ABBB | BLADES STAGE 13 STATIONARY COMPRESSOR B
BAR006MAB-AAAAAJAB | TANK B1 BFP LUBE OIL LUBE OIL SKID B1 BOILER FEED PUMP B1 PUMPS B
BAR006VAB-AAADAA | SWITCH B TURBINE AIR INLET AMBIENT TEMP 26AC1 INLET AIR INSTRUMENTS AND CONTROLS INLET AIR FILTERS B
BAR006MAA-ACACAC | ELEMENT HP BFP A DISCH FLOW FWAFE001 BFP HP DRUM FLOW SECTION BOILER FEED PUMP I&C A
BAR006VCB-ACAA | TANK HYDRAULIC BYPASS B TANKS B
BAR006VGB-ABBG | BLADES STAGE 15 ROTATING COMPRESSOR B
BAR007VBB-AFAA | VALVE LUBE OIL HEADER TEMP REGULATOR VTR11 PIPING VALVES & RELATED EQUIPMENT B
BAR006M | FEEDWATER
BAR007VCB-ADAA | SWITCH B BRG LIFT OIL SUPPLY PRESS 63QB1 HYDRAULIC CONTROLS I&C B
BAR007VCB-ADAJ | SWITCH B LOW HYDRAULIC OIL PUMP PH11 INLET PRESS 63HQ6A HYDRAULIC AND TRIP OIL SYSTEM I&C B
BAR006VCA-ABAD | ACCUMULATOR PIPING AND VALVES AND OTHER RELATED EQUIPMENT A
BAR007VEA-AAAAACAB | MOTOR 88BL1 COOLING AIR FAN LUBE OIL SKID 88BL1 FANS COOLING AIR SYSTEM A
BAR006VGA-AGACAB | TRANSMITTER A INLET GUIDE VANE POSITION 96TV2 VANES VARIABLE INLET GUIDE GAS TURBINE I&C A
BAR006VGB-ABAP | BLADES STAGE 7 STATIONARY COMPRESSOR B
BAR007VBA-AAAEAA | SWITCH A EMERGENCY LUBE OIL PUMP RUNNING 63QE1 LUBE OIL PUMPS I & C PUMPS A
BAR007VBA-ADAAAB | MOTOR 88QV1A MIST ELIMINATOR A VAPOR EXTRACTION A
BAR006VDB-AAAB | BREAKER 480V TURNING GEAR 88TG1 TURNING GEAR B
BAR007VBB-AEABAB | INDICATOR OIL RESEVOIR CLCTI017 TEMPERATURE LUBE OIL TANK FILTERS & PIPING I & C TANKS B
BAR006MAB-AAABAJAB | TANK B2 BFP LUBE OIL BFP B2 LUBE OIL SKID BOILER FEED PUMP B2 PUMPS B
BAR007VEB-AAAAAAAA | FAN COOLING AIR FAN LUBE OIL SKID 88BL1 FANS COOLING AIR SYSTEM B
BAR007VEB-AAAAABAB | MOTOR 88BL2 COOLING AIR FAN LUBE OIL SKID 88BL2 FANS COOLING AIR SYSTEM B
BAR006VGB-AGADAB | TRANSMITTER B EXHAUST DUCT PRESSURE 96EP2 MARK VIe CONTROL SYSTEM GAS TURBINE I&C B
BAR006VEB-ABABAC | SWITCH B TURBINE SHELL EXH FRAME BLOWER DISC PRESS 63TK2 EXHAUST FRAME FAN #2 EXHAUST FRAME COOLING B
BAR007VBB-AAAAAC | VALVE CHECK DISCHARGE EMERGENCY LUBE OIL PUMP PUMPS B
BAR006FEC-AAAA | GLAND EXHAUSTER BLOWER NO.1 TURBINE STEAM SEAL C
BAR006B | AIR & GAS
BAR007HB | WATER INTAKE
BAR006YDB | B
BAR006LE | CONDENSATE STORAGE
BAR007YCA | A
BAR007YCB | B
BAR007ZEC | C
BAR006VBB | B
BAR006DDA-AAAA | GAS PIPING & VALVES HEADER TO FUEL GAS HEATER PIPING AND VALVES A
BAR006DDB-AA | PIPING AND VALVES B
BAR006ECA-AAAA | AUXILIARY SEAL OIL PUMP PUMPS A
BAR006EBC-AA | STEAM TURBINE EXCITER C
BAR006ECB-AAAA | AUXILIARY SEAL OIL PUMP PUMPS B
BAR007WA | NITROGEN
BAR007YC | AMMONIA VAPORIZATION SKID
BAR007YA | AMMONIA UNLOADING AND STORAGE AREA
BAR007PA | BUILDINGS AND GROUNDS
BAR006BHA | A
BAR006ZEC | C
BAR006FEC | C
BAR006WCA | A
BAR006ZAC | C
BAR006GC | SUBSTATION B&G
BAR006HD | CONDENSER CIRCULATING WATER
BAR006HBC | C
BAR006WDB | B
BAR007EAA | A
BAR006HKC | C
BAR006WC | BOILER TUBING
BAR006YE | REACTOR BOXES
BAR006ECC | C
BAR006DDC | C
BAR006BHB | B
BAR006MCB-AAAAAAAB | MOTOR PHOSPHATE PUMP#2 HRSG B HP DRUM PHOSPHATE FEED PUMPS B
BAR006VGB-ABAJ | BLADES STAGE 4 ROTATING COMPRESSOR B
BAR006VGB-ABAN | BLADES STAGE 6 ROTATING COMPRESSOR B
BAR006VGB-ABAZ | BLADES STAGE 12 STATIONARY COMPRESSOR B
BAR006VJC-ADAAAJ | THERMOSTATWATER WASH UNIT COMPARTMENT VENT FAN 26VW1 WATER WASH PIPING AND VALVES I&C C
BAR006VKA-AAAAAC | VALVE AUGMENTATION STEAM AUTOMATIC DRAIN ASAVD16A STEAM INJECTION POWER AUGMENTATION PIPING AND VALVES A
BAR006MAA-ACABAD | TRANSMITTER BFP A1 SUCTION STRAINER PRESSURE DIFFERENTIAL BFP SUCTION SECTION BOILER FEED PUMP I&C A
BAR006MAA-ACABAE | TRANSMITTER BFP A2 SUCTION STRAINER PRESSURE DIFFERENTIAL BFP SUCTION SECTION BOILER FEED PUMP I&C A
BAR006WBB-ADAFAD | ELEMENT LP B ADMISSSION STEAM FLOW LPBFE001 INSTRUMENTS AND CONTROLS LP STEAM PIPING AND VALVES B
BAR006NDC-AAABAH | ANALYZER SILICA TOP EAST 658 WATER ANALYSIS ANALYZER PANEL INSTRUMENTS AND CONTROLS C
BAR006MAA-AAAAAJAAAC | PUMP LUBE OIL PUMP LUBE OIL SKID A1 BOILER FEED PUMP A1 PUMPS A
BAR007FFC-AAAAABAB | BREAKER LUBE OIL CONDITIONING PUMP LUBE OIL PUMPS PUMPS C
BAR006MAB-AAABAE | VALVE CHECK BOILER FEED PUMP B2 PUMPS B
BAR006WCA-ACABAD | THERMOCOUPLE GAS TEMP OUT OF IP SPRHTR BOILER A BLATE304C TUBING SUPERHEATER IP TUBING A
BAR006VKB-ABAAAJ | THERMOCOUPLE AUGMENTATION STEAM B TEMP ASBTE105 STEAM INJECTION POWER AUGMENTATION WATER/STEAM INJECTION I&C B
BAR006VKB-ABAAAM | THERMOCOUPLE AUGMENTATION STEAM B TEMPERATURE ASBTESTAJ1B STEAM INJECTION POWER AUGMENTATION WATER/STEAM INJECTION I&C B
BAR006PAB-ACAD | HEATER B FUEL GAS COMPT SPACE 23VS1 COMPARTMENT ACCESSORY B
BAR006MAA-ABABAE | VALVE IP ECONOMIZER ISO MOV FWAMV177 BFP HP DRUM FLOW PIPING & VALVES HRSG A PIPING AND VALVES A
BAR006MAA-ACABAB | ELEMENT HP A ATTEMP SPRAY WTR FLOW FWAFE002 BFP SUCTION SECTION BOILER FEED PUMP I&C A
BAR007FFC-ABAAAH | TRANSMITTER LOW LUBE OIL LEVEL TRIP & ALARM LS260E LUBE OIL CONTROL & REGULATING VALVES VALVES C
BAR007FFC-AAAAAAAA | MOTOR EMERGENCY DC LUBE OIL PUMP LUBE OIL PUMPS PUMPS C
BAR006VGA-ABBF | BLADES STAGE 15 STATIONARY COMPRESSOR A
BAR006WAC-ABAD | VALVE CONTROL TANK C
BAR006VGA-ADAB | DETECTORS FLAME COMBUSTION CHAMBER A
BAR006WBA-AAAB | VALVE MAIN STEAM ISO MOV MSAMV001 MAIN STEAM PIPING AND VALVES A
BAR006WBA-AAAC | VALVE MS ATTEMPERATOR SPRAY FLOW CONTROL FWAFV020B MAIN STEAM PIPING AND VALVES A
BAR006WBA-AAAGAA | THERMOCOUPLE ATTEMPORATOR SPRAYWATER TEMP FWATE009 HRSG A HP ATTEMPERATOR SECTION I & C MAIN STEAM PIPING AND VALVES A
BAR006PAC-AA | BUILDING ELECTRICAL C
BAR006PAC-ABAA | ANALYZER WATER ANALYSIS LAB BUILDING OXYGEN WATER ANALYSIS BUILDING C
BAR006PAC-AKAAADAB | MOTOR B STEAM TURBINE WASTE WATER PUMP STEAM TURBINE AREA SUMP PUMPS C
BAR006RAC-AA | FOAMING EQUIPMENT C
BAR006MAB-ACABAA | THERMOCOUPLE HP BFP B SUCTON TEMP FWBTE001 BFP SUCTION SECTION BOILER FEED PUMP I&C B
BAR006MAB-ACACAB | INDICATOR HP B FEEDWATER PRESSURE FWBPI112 BFP HP DRUM FLOW SECTION BOILER FEED PUMP I&C B
BAR006VGA-AEAJ | BUCKETS 3ND STAGE TURBINE A
BAR006WBA-AFAF | VALVE SPRAY WATER SHUTOFF TEMPERATURE CONTROL DSHAMV270 IP BYPASS PIPING AND VALVES A
BAR006WBA-AFAJAB | TRANSMITTER IP STEAM BYPASS PRESSURE IPBAPT001 HRSG A STEAM BYPASS SYSTEM IP I & C IP BYPASS PIPING AND VALVES A
BAR006KCD | TRANSFORMERPOWER
BAR006KCD-AB | TRANSFORMER SQUARE D SING PHASE 480/120208V XFMR FEEDS CEMS PN
BAR007VGB-ABAH | BLADES STAGE 4 STATIONARY COMPRESSOR B
BAR006KCD-AI | TRANSFORMER BFP 1A ISOLATION XFMR 4160/2080V 1750KVA
BAR007KCD-AN | TRANSFORMER BFP 1B ISOLATION XFMR 4160/2080V 1750KVA
BAR006BHC-AAAB | PLC CEMS COMMON EQUIPMENT CEMS C
BAR007KCD-AB | TRANSFORMER POWER POTENTIAL XFMR. STM GEN EXCITER {4160/480V
BAR007KCD-AD | TRANSFORMER EXCITER 7A CT 4160V/480V 1500KVA
BAR007WHB-ADAK | TRANSMITTER BURNER B GAS PILOT HEADER PRESSURE BMBPT034 DUCT BURNERS I&C B
BAR006MAB-AAABAJAAAD | PUMP LUBE OIL MAIN SHAFT DRIVEN BFP B2 LUBE OIL SKID BOILER FEED PUMP B2 PUMPS B
BAR007MAA-AAABAJAAAD | PUMP LUBE OIL MAIN SHAFT DRIVEN BFP A2 LUBE OIL SKID BOILER FEED PUMP A2 PUMPS A
BAR007MAA-ABABAG | BREAKER 480 VOLT MCC A FR. 8D 7A HP ECONOMIZER ISOL. MOV
BAR007MAA-ACADAE | ELEMENT IP A FEEDWATER FLOW FWAFE103 BFP IP DRUM FLOW SECTION BOILER FEED PUMP I&C A
BAR006VFA-ABAABD | TRANSMITTER A INTERSTAGE FUEL GAS PRESS 96FG2C GAS FUEL SYSTEM FUEL I&C A
BAR007VFA-ABAABC | TRANSMITTER A INTERSTAGE FUEL GAS PRESS 96FG2B GAS FUEL SYSTEM FUEL I&C A
BAR006FDC-AAAAAF | VALVE HEATING/COOLING TRANSFER VALVE FY286 LUBE OIL CONTROL & REGULATING VALVES VALVES C
BAR006VCA-ADAQ | SWITCH LOW HYDRAULIC OIL PUMP PH11 INLET PRESS 63HQ6A HYDRAULIC AND TRIP OIL SYSTEM I&C A
BAR006VGB-ADABA | DETECTOR FLAME "A" CAN # 11 COMBUSTION CHAMBER B
BAR006VGA-ADAEAB | IGNITOR CAN #3 COMBUSTION CHAMBER A
BAR006VCB-ADAN | SWITCH HYDRAULIC OIL FILTER DIFF PRESS ALARM 63HF1 HYDRAULIC AND TRIP OIL SYSTEM I&C B
BAR007SAC-ACABAB | DEMISTER TANK #2 TANKS C
BAR007YAC-ADABAD | VALVE ISOLATION AMMONIA RETURN PIPING RELIEF AMMONIA PIPING AND VALVES C TO BOTH TANKS TANKS C
BAR006VEB-ACABAA | INDICATOR BASE COOLER PRESS DIFF CLCPDI013 COOLING WATER SYSTEM COOLING SYSTEM I&C B
BAR007VGB-ABACA | BLADES STAGE 1 ROTATING COMPRESSOR B
BAR007VGB-ABABA | BLADES STAGE 0 ROTATING COMPRESSOR B
BAR007FFC-AAAAABAA | MOTOR LUBE OIL CONDITIONING PUMP LUBE OIL PUMPS PUMPS C
BAR006FAC-ABAG | TRANSMITTER HOT REHEAT PRESSURE HRPT2062 HIGH PRESSURE I&C C
BAR007NDA-AAAAAA | ANALYZER DA/LP FEED PMP SUCTION HRSG A CONDUCTIVITY 068 WATER ANALYSIS ANALYZER PANEL INSTRUMENTS AND CONTROLS A
BAR007VJC-AAAAAD | VALVE SUCTION WATER WASH PUMP PUMPS C
BAR007RCB-ABAAAD | SWITCH REFRIG CNTRL PRESS 63FP1C GAS TURBINE B FIRE PROTECTION SYSTEM CO2 CO2 I&C B
BAR007WJB-ACAB | INDICATOR BLOW DOWN TANK TEMPERATURE A BLBTI301 BLOWDOWN I&C B
BAR007WJA-AB | HRSG A BLOWDOWN VALVES CONTINUOUS & INTERMITTENT A
BAR007ECC-AAAC | REGULATOR PRESSURE DIFFERENTIAL VALVES AND PIPING C
BAR007VAB-AEABAJ | SWITCH B TURBINE COMP TEMPERATURE 26BT1 HEAT & VENT SYSTEM AIR AND GAS I&C B
BAR007MAB-ACACAG | TRANSMITTER HP BFP B2 DISCH FLOW FWBFT005 BFP HP DRUM FLOW SECTION BOILER FEED PUMP I&C B
BAR006WBB-AMAC | VALVE STEAM AUGMENTATION PRESSURE CONTROL ASBTV101 STEAM AUGMENTATION PIPING AND VALVES B
BAR006WCA-AAADAD | THERMOCOUPLE GAS TEMP INTO SPHTR NO.3 BOILER A BLATE303B TUBING SUPERHEATER #3 HP TUBING A
BAR007FDC-AEBD | SWITCH LOW HYD FLUID TRIP AND ALARM PS281D HYDRAULIC CONTROLS I&C C
BAR006WBB-ADAF | INSTRUMENTS AND CONTROLS LP STEAM PIPING AND VALVES B
BAR007VKB-AB | WATER/STEAM INJECTION I&C B
BAR006VDC | C
BAR006BHB-AAAK | PUMP HRSG B CEMS NOX VACUUM
BAR006K | STATION SERVICE
BAR006V | COMBUSTION TURBINE
BAR007L | CONDENSATE
BAR007N | WATER TREATMENT PLANT
BAR007FJC-ABAAAKAJ | THERMOCOUPLE MAINSTEAM BLOWDOWN MSTE150 INSTRUMENTS AND CONTROLS TWIP SYSTEM @ STEAM TURBINE TWIP SYSTEM C
BAR007GAA-AAAAAEAA | PIPING AND VALVES NITROGEN SYSTEM MAIN POWER TRANSFORMER 6A MAIN POWER TRANSFORMER A
BAR007VAA-AC | DUCTWORK EXPANSION JOINTS AND RELATED EQUIPMENT A
BAR007VAA-AEABAC | SWITCH A GEAR/LOAD COMP AIR PRESSURE 63AG1 HEAT & VENT SYSTEM AIR AND GAS I&C A
BAR007VAA-AEABAK | SWITCH A TURBINE COMP TEMPERATURE 26BT2 HEAT & VENT SYSTEM AIR AND GAS I&C A
BAR007WAC-AAAAAG | VALVE PRESSURE RELIEF NITROGEN SUPPLY NITROGEN PIPING VALVES AND RELATED EQUIPMENT UNLOADING STATION C
BAR007VBB-ADABAA | FAN 88QV1B MIST ELIMINATOR B VAPOR EXTRACTION B
BAR007VCA-AAAAAD | VALVE SUCTION HYDRAULIC PUMP #1 PUMPS A
BAR007VAA-AAADAB | SWITCH A TURBINE INLET AIR FILTER EXCESS PRESS DROP 63TF1 INLET AIR INSTRUMENTS AND CONTROLS INLET AIR FILTERS A
BAR007VBB-AAADAB | BREAKER LUBE OIL #2 PUMP PUMPS B
BAR007VBB-AFABAA | SWITCH B LUBE OIL BRG HEADER PRESS 63QA1B LUBE OIL CONTROL & REGULATING VALVES I & C PIPING VALVES & RELATED EQUIPMENT B
BAR007VCA-ADAJ | SWITCH A LOW HYDRAULIC OIL PUMP PH11 INLET PRESS 63HQ6A HYDRAULIC AND TRIP OIL SYSTEM I&C A
BAR007FJC-AAAL | VALVE MAIN STOP A AFTER SEAT DRAIN MOVSSV2A VALVES C
BAR007FJC-AAAX | VALVE RH STOP B AFTER SEAT DRAIN MOVSSV4B VALVES C
BAR006YBB-AAAAAE | VALVE ISOLATION DISCHARGE RELIEF AMMONIA FORWARDING SKID PIPING AND RELATED HRSG B AMMONIA FORWARDING SKID B B
BAR007WBA-AAAGAD | THERMOCOUPLE HP A SUPERHEAT ATTEMP OUT TEMP MSATE005 HRSG A HP ATTEMPERATOR SECTION MAIN STEAM PIPING AND VALVES A
BAR007HKC-AAABAAAA | FAN COOLING TOWER FAN A CWCLA FANS FORCED DRAFT COOLING TOWER C
BAR007GAB-AAAAACAC | FAN BLADE COOLING FAN MAIN POWER TRANSFORMER 6B MAIN POWER TRANSFORMER B
BAR007GAB-AAAAABAA | PUMP OIL COOLER PUMP MAIN POWER TRANSFORMER 6B MAIN POWER TRANSFORMER B
BAR007ZAC-ABAAAAAH | CABINET #18 CABINETS HARDWARE ASSOCIATED WITH OVATION OVATION C
BAR007ZAC-ABAAAAAJ | CABINET #20 CABINETS HARDWARE ASSOCIATED WITH OVATION OVATION C
BAR007ZBC-AAAF | STATION SERVICE DISTRIBUTED CONTROL SYSTEM C
BAR007VBA-ABAB | EXCHANGER LUBE OIL HEAT LOHX2 COOLERS A
BAR007DDA-AAAAAA | VALVE PRESS CONTROL BYPASS EQUALIZING NGAPV003 GAS PIPING & VALVES HEADER TO FUEL GAS HEATER PIPING AND VALVES A
BAR007DDA-ADAC | FILTER GAS SUPPLY FILTERS FINAL SEPARATORS A
BAR007HKC-AAABABAD | SWITCH B COOLING TOWER FAN OIL LEVEL COOLING TOWER FAN B CWCLB FANS FORCED DRAFT COOLING TOWER C
BAR007SAC-ACABAA | TANK SOUTH IATK002 TANK #2 TANKS C
BAR007GBC-AA | SWITCHYARD MAIN LINE C
BAR007MCB-AAAAABAC | BREAKER PHOSPHATE #4 PUMP PHOSPHATE FEED PUMPS B
BAR007MCB-ABAB | MOTOR PHOSPHATE DILLUTION TANK AGITATOR #2 TANKS B
BAR007VEA-ABAAAA | FAN 88TK1 EXHAUST FRAME FAN #1 EXHAUST FRAME COOLING A
BAR007VEA-ABABAC | MOTOR 88TK2 EXHAUST FRAME FAN #2 EXHAUST FRAME COOLING A
BAR007VEB-AAAAAGAB | MOTOR 88VG1 LOAD COMPARTMENT COOLING AIR FAN 88VG1 FANS COOLING AIR SYSTEM B
BAR007VBA-ADABAB | MOTOR 88QV1B MIST ELIMINATOR B VAPOR EXTRACTION A
BAR007VEB-ACAAAB | SWITCH B COMPRESSOR BLEED VLV LIMIT 33CB2 COOLING & SEALING AIR SYSTEM COOLING SYSTEM I&C B
BAR007VFA-AAAJAB | TRANSMITTER MAIN GAS A HEADER PRESSURE BMAPT032 GAS FUEL SYSTEM I & C GAS A
BAR007WCB-AAACAB | THERMOCOUPLE GAS TEMP OUT OF SPRHTR NO. 2 BOILER B BLBTE302B TUBING SUPERHEATER #2 HP TUBING B
BAR007WCB-AAAJAA | THERMOCOUPLE GAS TEMP INTO HP ECONOMZER BOILER B BLBTE305B HRSG B HP ECONOMIZER SECTION HP TUBING B
BAR007VCB-ABAC | FILTER HYDRAULIC SERVO VALVE HYDRAULIC/TRIP OIL PIPING AND VALVES B
BAR007VGB-ABAL | BLADES STAGE 5 ROTATING COMPRESSOR B
BAR007WBB-ACAFAC | THERMOCOUPLE HR B ATTEMP OUT TEMP HRBTE405 HOT REHEAT SPRAY WATER I & C HOT REHEAT PIPING AND VALVES B
BAR007WBB-ACAEAG | TRANSMITTER HR STEAM B TURBINE PRESSURE HRBPT001 HOT REHEATER I & C HOT REHEAT PIPING AND VALVES B
BAR007WCA-AAAFAA | THERMOCOUPLE HP EVAPORATOR TUBE TEMP BOILER A BLATE096A HRSG A HP TUBING HP TUBING A
BAR007WCA-AAAFAC | THERMOCOUPLE HP EVAPORATOR TUBE TEMP BOILER A BLATE097B HRSG A HP TUBING HP TUBING A
BAR007WCA-AAAFAL | THERMOCOUPLE HP SPRHTR NO. 3 TUBE TEMP BOILER A BLATE093B HRSG A HP TUBING HP TUBING A
BAR007WCA-AAAFAM | THERMOCOUPLE HP SPRHTR NO.3 TUBE TEMP BOILER A BLATE093A HRSG A HP TUBING HP TUBING A
BAR007WCB-ABADAB | THERMOCOUPLE GAS TEMP OUT OF IP SPRHTR BOILER B BLBTE304B HRSG B IP SECTION IP TUBING B
BAR007WCB-ABADAC | THERMOCOUPLE GAS TEMP OUT OF IP SPRHTR BOILER B BLBTE304C HRSG B IP SECTION IP TUBING B
BAR007MAB-AAAAAD | TRAP DRAIN THROTTLE BUSHIN BOILER FEED PUMP B1 PUMPS B
BAR007MAB-ABABAB | VALVE HP DRUM LEVEL FLOW CONTROL FWBFV086 BFP HP DRUM FLOW PIPING & VALVES HRSG B PIPING AND VALVES B
BAR007HDC-ABAAAA | VALVE #7 CONDENSER MANUAL ISO VALVE EAST INLET WATERBOX EAST CONDENSER WATERBOX AND RELATED EQUIPMENT C
BAR007HDC-ABABAB | VALVE #7 CONDENSER MANUAL ISO VALVE WEST OUTLET WATERBOX WEST CONDENSER WATERBOX AND RELATED EQUIPMENT C
BAR007HDC-ACAAAJ | INDICATOR VACUUM PMP COOLER INLET PRESSURE CWPI011 PIPING & VALVES CIRC. WATER TO CONDENSER WATER BOX CONDENSER CIRCULATING WATER I&C C
BAR007VGA-ABAD | BLADES STAGE 2 STATIONARY COMPRESSOR A
BAR007VGB-ABAU | BLADES STAGE 9 ROTATING COMPRESSOR B
BAR007VGB-ABBB | BLADES STAGE 13 STATIONARY COMPRESSOR B
BAR007VGB-ABBE | BLADES STAGE 14 ROTATING COMPRESSOR B
BAR007VGB-ACAB | VALVE COMPRESSOR BLEED #2 COMPRESSOR PIPING AND VALVES B
BAR007VKA-AAAAAE | VALVE AUGMENTATIONS STEAM AUTOMATIC DRAIN ASAVD14A STEAM INJECTION POWER AUGMENTATION PIPING AND VALVES A
BAR006ZAC-ABAAAAAB | CABINET Remote I/O #12 CABINETS HARDWARE ASSOCIATED WITH OVATION OVATION C
BAR007WBA-AGAEAA | THERMOCOUPLE LP BYPASS STEAM A PRESS LPBATE103 HRSG A STEAM BYPASS SYSTEM LP I & C LP BYPASS PIPING AND VALVES A
BAR007WBB-AEAC | VALVE 7B HP BYPASS SPRAY WATER CONTROL VLV DSHBTV201 HP BYPASS PIPING AND VALVES B
BAR007WBB-AEAFAC | THERMOCOUPLE HP STEAM BYPASS B TEMP HPBBTE105 HRSG B STEAM BYPASS SYSTEM HPI & C HP BYPASS PIPING AND VALVES B
BAR007LBC-AAAAAD | VALVE ISOLATION SUCTION CONDENSATE PUMP #1 CDPU001 PUMPS C
BAR007LBC-AAAAAGAA | INDICATOR CONDENSATE PUMP 001 DISCH PRESSURE CDPI001 PUMP CONDENSATE #1 CONDENSATE PUMP #1 CDPU001 PUMPS C
BAR007LBC-AAABAD | VALVE ISOLATION SUCTION CONDENSATE PUMP #2 CDPU002 PUMPS C
BAR007LBC-AAACAD | PUMP CONDENSATE QUICK FILL & MAKEUP PUMP PUMPS C
BAR007LBC-AAACAE | VALVE CONDENSATE MAKEUP FLOW CONTROL CDMFV001 CONDENSATE QUICK FILL & MAKEUP PUMP PUMPS C
BAR007LBC-ABAAAB | INDICATOR CONDENSATE PRESSURE CDPI210E CONDENSATE PUMP MINIMUM FLOW PIPING & VALVES PIPING AND VALVES C
BAR007MAA-AAAAAAAA | TRANSMITTER HP BFP 1 DISCH PRESSURE FWAPT003 PUMP FWAPU0017 BOILER FEED PUMP A1 PUMPS A
BAR007MAA-AAAAAF | VALVE CHECK BOILER FEED PUMP A1 PUMPS A
BAR007MAA-AAABABAA | FILTER A2 BFP MOTOR MOTOR BOILER FEED PUMP A2 PUMPS A
BAR007HEC-AAAAAC | BREAKER COOLING WATER PUMP CLOSED LOOP#1 PUMPS C
BAR007PAB-ACAF | BREAKER A GAS VALVE HUMIDITY PROTECTION HEATER 23VL3 COMPARTMENT ACCESSORY B
BAR007PAC-AE | BUILDING GEC C
BAR007RCA-ABAAAE | SWITCH REFRIG CNTRL PRESS 63FP1C GAS TURBINE A FIRE PROTECTION SYSTEM CO2 CO2 I&C A
BAR007VEA-AAAAAAAC | BREAKER COOLING AIR FAN BEARING AREA 88BN1 FANS COOLING AIR SYSTEM A
BAR007VEA-AAAAABAB | MOTOR 88BN2 COOLING AIR FAN BEARING AREA 88BN2 FANS COOLING AIR SYSTEM A
BAR007VEA-AAAAADAC | BREAKER COOLING AIR FAN LUBE OIL SKID 88BL2 FANS COOLING AIR SYSTEM A
BAR007VGA-ABAF | BLADES STAGE 3 STATIONARY COMPRESSOR A
BAR007VGA-ABAL | BLADES STAGE 5 ROTATING COMPRESSOR A
BAR007VGA-ABAQ | BLADES STAGE 7 ROTATING COMPRESSOR A
BAR007VGA-ABAW | BLADES STAGE 10 ROTATING COMPRESSOR A
BAR007VGA-ABBJ | BLADES STAGE 16 ROTATING COMPRESSOR A
BAR007VGA-ABBM | BLADES EGV1 STATIONARY COMPRESSOR A
BAR006ZAC-ABAAAAAE | CABINET Remote I/O #15 CABINETS HARDWARE ASSOCIATED WITH OVATION OVATION C
BAR006ZAC-ABAAAAAJ | CABINET #20 CABINETS HARDWARE ASSOCIATED WITH OVATION OVATION C
BAR006WJA-ABAE | VALVE HRSG A LP EVAP. BLOWDOWN MOV LPAMV266A HRSG A BLOWDOWN VALVES CONTINUOUS & INTERMITTENT A
BAR006YBB-AAABAAAB | MOTOR AMMONIA FORWARDING PUMP A AMMONIA FORWARDING PUMPS HRSG B AMMONIA FORWARDING SKID B B
BAR007KEC-AAAB | BATTERIES COMPUTER DC ELECTRICAL C
BAR007KEC-AAAD | BATTERY CHARGER STATION DC ELECTRICAL C
BAR007KEC-AAAE | INVERTER CONTROL POWER SOURCE DC ELECTRICAL C
BAR007WEB-AAABAF | PUMP ECONOMIZER RECIRCULATING PUMP #4B PUMPS B
BAR007LBC-ABAAAE | TRANSMITTER CONDENSATE MINIMUM FLOW PRESS CDPT001 CONDENSATE PUMP MINIMUM FLOW PIPING & VALVES PIPING AND VALVES C
BAR007LEC-AAAAAA | VALVE CONDENSATE TANK SUPPLY MOV CDMMV001 CONDENSATE PIPING & VALVES FROM TANK TO HOTWELL VALVES PIPING AND RELATED EQUIPMENT C
BAR007WGB-ABAAAF | TRANSMITTER IP DRUM PRESSURE BOILER B BLBPT141 DRUM IP DRUM B
BAR007WGB-ABAB | VALVE SAFETY BLBPSV102 IP DRUM B
BAR007WGB-ACAB | VALVE SAFETY LPBPSV202 LP DRUM B
BAR007WGB-ACAC | VALVE SAFETY LPBPSV203 LP DRUM B
BAR007WGB-ADAA | HEADER HP HEADERS B
BAR007DDA-ADAHAD | TRANSMITTER LOCATED ON FILTER SEPERATOR LEVEL NGALT02A TRANSMITTERS FILTERS FINAL SEPARATORS A
BAR007WBA-ABAGAC | INDICATOR INTERM PRESS A STEAM PRESSURE CRAPI105 HRSG A COLD REHEATER I & C IP/COLD REHEAT PIPING AND VALVES A
BAR007WGA-ACAAAB | TRANSMITTER LP DRUM LEVEL BOILER A BLALT240 DRUM LP DRUM A
BAR007WGA-ACAAAE | TRANSMITTER LP DRUM PRESSURE BOILER A BLAPT241 DRUM LP DRUM A
BAR007HBC-AAABAF | TRANSMITTER COOL TWR MAKEUP 2 PRESSURE CWMPT002 COOLING TOWER MAKEUP PUMP #4 PUMPS C
BAR007HBC-AAABAH | VALVE DISCHARGE CHECK COOLING TOWER MAKEUP PUMP #4 PUMPS C
BAR007YAC-AAACAG | VALVE BYPAS UNLOADING LIQUID PIPING AMMONIA LIQUID PIPING VALVES AND RELATED EQUIPMENT UNLOADING STATION C
BAR007DDA-AAACAA | SWITCH A FUEL GAS PRESS UPSTREAM 63FG1 PIPING & VALVES SEPARATORS TO ACCESSORY MODULE A PIPING AND VALVES A
BAR007WBA-ABAGAQ | TRANSMITTER COLD REHEAT A STEAM PRESS CRAPT110 HRSG A COLD REHEATER I & C IP/COLD REHEAT PIPING AND VALVES A
BAR007HKC-AAABACAD | SWITCH C COOLING TOWER FAN OIL LEVEL COOLING TOWER FAN C CWCLC FANS FORCED DRAFT COOLING TOWER C
BAR007HCC-AAAAAAAC | BREAKER SODIUM BISULFITE METERING PUMP A PUMPS CHLORINATION C
BAR007NDB-AAAAAE | ANALYZER HP BOILER MAIN STEAM HRSG B CONDUCTIVITY 420 WATER ANALYSIS ANALYZER PANEL INSTRUMENTS AND CONTROLS B
BAR007NDB-AAAAAG | ANALYZER IP BOILER DRUM HRSG B CONDUCTIVITY 324 WATER ANALYSIS ANALYZER PANEL INSTRUMENTS AND CONTROLS B
BAR007WHB-AAAB | VALVE B HRSG DUCT BURNER PRESS CONTROL DUCT BURNER SKID B
BAR007WHB-AAAEAC | BREAKER DUCT BURNER SCANNER COOLING FAN #2 HRSG B DUCT BURNER SKID B
BAR007WHB-ABAA | BURNER ELEMENT #1 TOP HRSG B BURNERS B
BAR007YAC-ABAAAG | VALVE MANUAL ISOLATION TO TANKS AMMONIA COMPRESSOR COMPRESSORS C
BAR007YAC-AEAAAB | PIPING SUPPRESSION UNLOADING SKID VAPOR AMMONIA SUPPRESSION SYSTEM FOR UNLOADING SKID & TANKS SUPPRESSION SYSTEM C
BAR007VEB-AAAAAHAA | FAN LOAD COMPARTMENT COOLING AIR FAN 88VG2 FANS COOLING AIR SYSTEM B
BAR007VAB-AEAAAF | TRANSMITTER B INLET HEATING CONTROL CV DOWNSTREAM 96BH2 INLET AIR HEATING BLEED HEAT AIR AND GAS I&C B
BAR007VBA-AEABAB | INDICATOR OIL RESEVOIR CLCTI013 TEMPERATURE LUBE OIL TANK FILTERS & PIPING I & C TANKS A
BAR007WCB-ADAC | TUBING SUPERHEATER LP TUBING B
BAR007WDB-AC | INSULATION HRSG B B
BAR007VEB-AAAAAAAB | MOTOR 88BL1 COOLING AIR FAN LUBE OIL SKID 88BL1 FANS COOLING AIR SYSTEM B
BAR007VEB-AAAAACAB | MOTOR 88BN1 COOLING AIR FAN BEARING AREA 88BN1 FANS COOLING AIR SYSTEM B
BAR007VGB-ACAE | VALVE COMPRESSOR DRAIN COMPRESSOR PIPING AND VALVES B
BAR006WJA-ACAA | GAUGE ATTEMP OUTLET TEST THERMOWELL B BOILER BLBLG030 LEVEL BLOWDOWN I&C A
BAR006YAC-AAACAF | VALVE ISOLATION UNLOADING LIQUID AUTO AMMONIA LIQUID PIPING VALVES AND RELATED EQUIPMENT UNLOADING STATION C
BAR006YAC-AAACAG | VALVE BYPAS UNLOADING LIQUID PIPING AMMONIA LIQUID PIPING VALVES AND RELATED EQUIPMENT UNLOADING STATION C
BAR007WCA-ACABAA | THERMOCOUPLE GAS TEMP OF IP SPRTHR BOILER A BLATE304D TUBING SUPERHEATER IP TUBING A
BAR007MAB-ABABAD | VALVE HP ECONOMIZER ISO MOV FWBMV077 BFP HP DRUM FLOW PIPING & VALVES HRSG B PIPING AND VALVES B
BAR007MAB-ACABAA | THERMOCOUPLE HP BFP B SUCTON TEMP FWBTE001 BFP SUCTION SECTION BOILER FEED PUMP I&C B
BAR007MAB-ACACAD | TRANSMITTER BOILER FW B DISCH PRESSURE FWBPT005 BFP HP DRUM FLOW SECTION BOILER FEED PUMP I&C B
BAR007HEC-AAABAF | PUMP COOLING WATER PUMP CLOSED LOOP #2 PUMPS C
BAR007HEC-AAABAB | MOTOR COOLING WATER PUMP CLOSED LOOP #2 PUMPS C
BAR007WJA-ABAG | VALVE HP DRUM TO BLOWDOWN TANK FLOW CONTROL BLAFV061B HRSG A BLOWDOWN VALVES CONTINUOUS & INTERMITTENT A
BAR007WJA-ACAB | GAUGE BLOWDOWN BOILER A LEVEL BLALG330 BLOWDOWN I&C A
BAR007WJB-ABAA | VALVE HRSG B HP EVAP. BLOWDOWN MOV HPBMV066A HRSG B BLOWDOWN VALVES CONTINUOUS & INTERMITTENT B
BAR007WJB-ABAC | VALVE HRSG B IP EVAP. BLOWDOWN MOV IPBMV166A HRSG B BLOWDOWN VALVES CONTINUOUS & INTERMITTENT B
BAR007VAB-ABAAAA | MOTOR 88AC1 INLET FILTER EVAPORATIVE PUMP #1 INLET COOLING B
BAR007VEA-AAAAAGAB | MOTOR 88VG1 LOAD COMPARTMENT COOLING AIR FAN 88VG1 FANS COOLING AIR SYSTEM A
BAR007VGB-AFAB | BEARING TURBINE #2 BEARINGS B
BAR007VGB-AGAA | TURBINE PROTECTION GAS TURBINE I&C B
BAR006WCB-AAAAAAAB | THERMOCOUPLE HP EVAPORATOR TUBE TEMP BOILER B BLBTE096A HRSG B HP EVAPORATOR SECTION TUBING EVAPORATOR HP TUBING B
BAR006WCB-AAADAB | THERMOCOUPLE GAS TEMP INTO SPRHTR NO. 3 BOILER B BLBTE303B TUBING SUPERHEATER #3 HP TUBING B
BAR006WCB-AAADAC | THERMOCOUPLE GAS TEMP INTO SPRHTR NO. 3 BOILER B BLBTE303C TUBING SUPERHEATER #3 HP TUBING B
BAR006WCB-AAAE | TUBING SUPERHEATER #4 HP TUBING B
BAR007WBB-AGAD | VALVE SPRAY WATER SHUTOFF TEMPERATURE CONTROL DSHBMV270 IP BYPASS ATTEMPERATOR VALVES & PIPING B
BAR007WBB-AJAB | VALVE SPRAYWATER SUPPLY TEMPERATURE CONTROL DSHBTV240 LP BYPASS ATTEMPERATOR SPRAY & VALVES B
BAR007WBB-AKAHAA | THERMOCOUPLE HOT REHEAT B DRAIN TEMP HRHTE200 TWIP SYSTEM I & C TWIP SYSTEM B
BAR007MAA-ACAA | ELEMENT FEEDWATER A FWAFE005 BOILER FEED PUMP I&C A
BAR007MAA-ACABAD | TRANSMITTER BFP A1 SUCTION STRAINER PRESSURE DIFFERENTIAL BFP SUCTION SECTION BOILER FEED PUMP I&C A
BAR007HEC-AEABAA | INDICATOR CLOSE LOOP COOL HX 2 IN PRESSURE CWPI009 HEAT EXCHANGER CLOSED LOOP COOLING WATER #2 SERVICE WATER I&C C
BAR007HEC-AEAG | THERMOCOUPLE CLOSE LOOP COOLING WATER CLCTE001 SERVICE WATER I&C C
BAR007RCB-AAAAAB | DETECTOR FLAME GAS TURBINE B FIRE PROTECTION SYSTEM CO2 CO2 SYSTEM B
BAR007SAC-AAAAAAAD | INDICATOR AIR COMP A INTER COOLER TEMPERATURE CLCTI004 COMPRESSOR COMPRESSOR #1 COMPRESSORS C
BAR007SAC-AAABAD | FILTER AIR INTAKE COMPRESSOR #2 COMPRESSORS C
BAR007WJB-ACAF | THERMOCOUPLE BLOWDOWN TANK TEMP BOILER B BLBTE320 BLOWDOWN I&C B
BAR007VCB-ADAL | TRIP & ALARM LOW HYD FLUID PRESSURE HYDRAULIC AND TRIP OIL SYSTEM I&C B
BAR007VGA-ACAB | VALVE COMPRESSOR BLEED #2 COMPRESSOR PIPING AND VALVES A
BAR007VGA-ADAC | NOZZLES FUEL COMBUSTION CHAMBER A
BAR007VKB-AAAAAL | VALVE TRAIN B AUGMENTATION STEAM TEMP CONT. ATTEMP SPRAY VALVE STEAM INJECTION POWER AUGMENTATION PIPING AND VALVES B
BAR007VKB-ABAAAC | SWITCH B STEAM AUG DRAIN VALVE #5 LIMIT 33BS5 STEAM INJECTION POWER AUGMENTATION WATER/STEAM INJECTION I&C B
BAR007WBB-AAAGAF | THERMOCOUPLE HP B SUPERHEAT ATTEMP OUT TEMP MSBTE006 HRSG B HP ATTEMPERATOR SECTION MAIN STEAM PIPING AND VALVES B
BAR007WBB-AAAGAG | THERMOCOUPLE HP STEAM B BYP SPRAY WTR TEMP DSHBTE002 HRSG B HP ATTEMPERATOR SECTION MAIN STEAM PIPING AND VALVES B
BAR007WBB-ABAA | VALVE C.R. STEAM ISO MOV CRBMV401 IP/COLD REHEAT PIPING AND VALVES B
BAR007WBB-ABAGAH | THERMOCOUPLE INTERM PRESS B STEAM TEMP CRBTE101 HRSG B COLD REHEATER INLET SECTION IP/COLD REHEAT PIPING AND VALVES B
BAR007WBB-ABAGAK | TRANSMITTER COLD REHEAT B STEAM PRESS CRBPT110 HRSG B COLD REHEATER INLET SECTION IP/COLD REHEAT PIPING AND VALVES B
BAR007WBB-ABAGAM | TRANSMITTER IP B STEAM PRESS CRBPT106 HRSG B COLD REHEATER INLET SECTION IP/COLD REHEAT PIPING AND VALVES B
BAR007LAC-AAACAG | TRANSMITTER #2 CONDENSER EXHAUST VACUUM PRESSURE INSTRUMENTS AND CONTROLS CONDENSER C
BAR007LFA-AAAAAB | VALVE DEAERATOR VENT MOV BLAMV265B CONDENSATE TO HRSG A PIPING & VALVES PIPING AND VALVES A
BAR007LFA-AAAAAD | VALVE LOW PRESSURE DRUM LEVEL CONTROL CDAFV289 CONDENSATE TO HRSG A PIPING & VALVES PIPING AND VALVES A
BAR007LFB-AAAAAB | VALVE LOW PRESSURE DRUM LEVEL CONTROL CDBFV286 CONDENSATE TO HRSG B PIPING & VALVES PIPING AND VALVES B
BAR007MAA-ACACAB | INDICATOR HP A FEEDWATER PRESSURE FWAPI112 BFP HP DRUM FLOW SECTION BOILER FEED PUMP I&C A
BAR007HCC-AAAAAFAB | MOTOR SCALE INHIBITOR METERING PUMP B PUMPS CHLORINATION C
BAR007HCC-AAAAAFAC | BREAKER SCALE INHIBITOR METERING PUMP B PUMPS CHLORINATION C
BAR007YBB-AAAAAK | VALVE ISOLATION FORWARDING SKID SUPPLY AMMONIA FORWARDING SKID PIPING AND RELATED HRSG B AMMONIA FORWARDING SKID B
BAR007YBB-AAABAAAC | BREAKER AMMONIA FORWARDING PUMP A AMMONIA FORWARDING PUMPS HRSG B AMMONIA FORWARDING SKID B
BAR007YCA-AAAAAAAC | MOTOR DILUTION AIR FAN #1 HRSG A DILUTION AIR FAN AMMONIA SKID HRSG A A
BAR007YCA-AAAAABAB | BREAKER DILUTION AIR FAN #2 HRSG A DILUTION AIR FAN AMMONIA SKID HRSG A A
BAR007WBA-ACAEAH | TRANSMITTER HR STEAM A PRESSURE HRAPT105 HOT REHEAT INSTRUMENTS AND CONTROLS HOT REHEAT PIPING AND VALVES A
BAR007WBA-ACAFAF | THERMOCOUPLE REHEAT A SPRAYWATER TEMP FWATE410 HOT REHEAT SPRAY WATER I & C HOT REHEAT PIPING AND VALVES A
BAR007LAC-ADABAFAD | BREAKER NO. 2 CONDENSER RECIRCULATION PUMP CONDENSER VACUUM PUMP 6B SKID VACUUM PUMPS C
BAR007WGA-ACAC | VALVE SAFETY LPAPSV203 LP DRUM A
BAR007WGA-AEAAAB | GAUGE DRUM LEVEL GAUGE/TIE BAR ASSEMBLY A BOILER BLALA130 HRSG A DRUMS HEADERS LINKS DRUMS TANKS I&C A
BAR007WGA-AEAAAD | GAUGE DRUM LEVEL GAUGE/TIE BAR ASSEMBLY A BOILER BLALG230 HRSG A DRUMS HEADERS LINKS DRUMS TANKS I&C A
BAR007WGA-AEAAAE | GAUGE DRUM LEVEL GAUGE/WTR COL ASSEMBLY A BOILER BLALG132 HRSG A DRUMS HEADERS LINKS DRUMS TANKS I&C A
BAR007HDC-AAABAD | BREAKER CIRCULATING WATER PUMP #2 PUMPS C
BAR007YCA-AAACAA | SENSOR 7A DILUTION SKID FIXED AMMONIA AMMONIA VAPORIZATION I&C AMMONIA SKID HRSG A A
BAR007WBA-AFAA | VALVE IP STEAM BYP ISO MOV IPBAMV100 IP BYPASS PIPING AND VALVES A
BAR007WBA-AFAF | VALVE SPRAY WATER SHUTOFF TEMPERATURE CONTROL DSHAMV270 IP BYPASS PIPING AND VALVES A
BAR007HKC-AAABAGAB | GEARBOX COOLING TOWER FAN G CWCLG FANS FORCED DRAFT COOLING TOWER C
BAR007HKC-AAABAGAC | MOTOR COOLING TOWER FAN G CWCLG FANS FORCED DRAFT COOLING TOWER C
BAR007WEB-AAAAAC | VALVE DISCHARGE ECONOMIZER RECIRCULATING PUMP #3B PUMPS B
BAR007WGA-AEAAAP | SWITCH INLET DUCT A PRESSURE LOW BOILER B BLBPISL301 HRSG A DRUMS HEADERS LINKS DRUMS TANKS I&C A
BAR007WGB-AAAAAG | TRANSMITTER HP DRUM PRESSURE BOILER B BLBPT041 DRUM HP DRUM B
BAR007PAB-AA | BUILDING PEECC G.T. B B
BAR007VBA-AFABAA | SWITCH A LUBE OIL BRG HEADER PRESS 63QA1B LUBE OIL CONTROL & REGULATING VALVES I & C PIPING VALVES & RELATED EQUIPMENT A
BAR006WJB-ABAD | VALVE HRSG B IP EVAP. BLOWDOWN MOV IPBMV166B HRSG B BLOWDOWN VALVES CONTINUOUS & INTERMITTENT B
BAR006WJB-ABAH | VALVE IP DRUM TO BLOWDOWN TANK FLOW CONTROL BLBFV161B HRSG B BLOWDOWN VALVES CONTINUOUS & INTERMITTENT B
BAR007YCB-AAACAE | TRANSMITTER AMMONIA HDR TEMPERATURE SCBTT502 AMMONIA VAPORIZATION I&C AMMONIA SKID HRSG B B
BAR007YEA-ABAA | SCR CATALYST HRSG A CATALYST A
BAR006WGB-AAAAAJ | THERMOCOUPLE HP DRUM SKIN TEMP BOILER B BLBTE095 DRUM HP DRUM B
BAR006WGB-ABAAAC | TRANSMITTER IP DRUM LEVEL BOILER B BLBLT148 DRUM IP DRUM B
BAR006WGB-ABAD | VALVE SAFETY BLBPSV103 IP DRUM B
BAR007FAC-ABAE | THERMOCOUPLE MAINSTEAM TEMP MSTE2002 HIGH PRESSURE I&C C
BAR006YBA-AAAAAG | VALVE RELIEF PUMP SUCTION A AMMONIA FORWARDING SKID PIPING AND RELATED HRSG A AMMONIA FORWARDING SKID A A
BAR007ECC-ACAH | SWITCH SEAL OIL DRAIN HIGH LEVEL LSH3401 INSTRUMENTS AND CONTROLS C
BAR007FAC-ABAN | TRANSMITTER MAIN STEAM PRESSURE MSPT2033 HIGH PRESSURE I&C C
BAR006WCB-ADACAF | THERMOCOUPLE REHEAT NO.2 TUBE TEMP BOILER B BLBTE491B HRSG B REHEATER TUBING REHEATER TUBING B
BAR006WDB-AC | INSULATION HRSG B B
BAR007DDB-AAAAAFAA | TRANSMITTER B STOP/SPEED RATIO VALVE DIFF PRESS 96SR1 TRANSMITTERS GAS PIPING & VALVES HEADER TO FUEL GAS HEATER PIPING AND VALVES B
BAR007EBA-AAAA | EXCITER GAS TURBINE EXCITER A
BAR007ECB-ADAC | SWITCH B SEAL OIL DIFF PRESS ALARM 63SA1 INSTRUMENTS AND CONTROLS B
BAR007FAC-ABAQBV | TRANSMITTER EXHAUST VACUUM #2 PT210B TURBINE PROTECTION HIGH PRESSURE I&C C
BAR007FAC-ABAQBD | PROXIMITER NO. 4 BRG XAXIS FOR VP4XD TURBINE PROTECTION HIGH PRESSURE I&C C
BAR007EAC-ABAB | INDICATOR GENERATOR ROTOR FAN PRESSURE DIFFERENTIAL GENERATOR I&C C
BAR006WGB-AEAAAB | GAUGE DRUM LEVEL GAUGE/TIE BAR ASSEMBLY BOILER B BLBLG23 HRSG B DRUMS HEADERS LINKS DRUMS & TANKS I&C B
BAR007FDC-AAAAAB | BREAKER HYDRAULIC HEATING AND COOLING CIRC PUMP PUMPS C
BAR007FDC-ABAA | THIS LOCATION IS INACTIVE USED FOR INACTIVE ASSETS
BAR007DDB-AAADAF | TRANSMITTER B GAS FUEL NOZZLE PRESS PM2 96GC2 GAS REGULATING & SAFETY SHUTOFF VALVES B PIPING AND VALVES B
BAR007DDB-ABAAAA | EXCHANGER FB HEAT NATURAL GAS HEATER FEEDWATER HEATERS B
BAR006WGB-ACAB | VALVE SAFETY LPBPSV202 LP DRUM B
BAR006WEA-AAABAF | PUMP ECONOMIZER RECIRCULATING PUMP #4A PUMPS A
BAR006WEA-ABAAAA | VALVE ECON RECIRC MINIMUM FLOW CONTROL CDAPV001 HRSG A ECON RECIRCULATING PIPING AND VALVES PIPING VALVES AND RELATED EQUIPMENT A
BAR006WGB-AEAAAK | GAUGE DRUM LEVEL GAUGE/WATER COLUMN ASSEMBLY BOILER B BLBLG132 HRSG B DRUMS HEADERS LINKS DRUMS & TANKS I&C B
BAR007EAA-ABAM | INDICATOR GENERATOR ROTOR FAN PRESSURE DIFFERENTIAL GENERATOR I&C A
BAR007EAB-AAAJ | HYDROGEN COOLERS GENERATOR GAS TURBINE B
BAR006YAC-ABAAAM | VALVE CROSSOVER COMPRESSOR TO TANK AMMONIA COMPRESSOR COMPRESSORS C
BAR006YAC-ACAA | HEAT TRACING HEAT TRACING C
BAR007FFC-ADAAAJ | FILTER STEAM TURBINE LUBE OIL CONDITIONING LUBE OIL TANK FILTERS & PIPING TANKS C
BAR007DDB-AAAAAFAG | TRANSMITTER NATURAL GAS PRESSURE NGBPT002 TRANSMITTERS GAS PIPING & VALVES HEADER TO FUEL GAS HEATER PIPING AND VALVES B
BAR007EBA-AAAH | COOLER GAS TURBINE EXCITER A
BAR007EBA-ABAA | BREAKER FR 2T GEN 7A EXCITATION XFMR <EQ # A203> EXCITER I&C A
BAR007ECA-ADAB | SWITCH A GENERATOR LIQUID LEVEL HIGH 71WG2 INSTRUMENTS AND CONTROLS A
BAR007ECC-ACAA | INDICATOR SEAL OIL PRESSURE DIFFERENTIAL INSTRUMENTS AND CONTROLS C
BAR007EFB-ABAA | SWITCH B GENERATOR CO2 PRESSURE 63CT5 INSTRUMENTS AND CONTROLS B
BAR007FAC-AAAD | VALVE COOLING STEAM PACKING HIGH PRESSURE C
BAR006WHA-ADAC | INDICATOR BURNER SKID A INSTR AIR PRESSURE BMAPI001 DUCT BURNERS I&C A
BAR007EBB-AAAC | BEARING OUTBOARD GAS TURBINE EXCITER B
BAR007FDC-ADAAAC | BREAKER STEAM TURBINE HYDRAULIC COOLING FAN #1 MISCELLANEOUS EQUIPMENT C
BAR007FAC-ABAQBQ | SWITCH PROXIMITY SWITCH LOCKOUT VALVE #2 LOCKED OUT ZE5011A TURBINE PROTECTION HIGH PRESSURE I&C C
BAR007FDC-ADAC | FILTER STEAM TURBINE HIGH PRESSURE HYDRAULIC MISCELLANEOUS EQUIPMENT C
BAR007FCC-ACAD | THERMOCOUPLE LOW PRESSURE STEAM C DRAIN TEMP LPSTE300 LOW PRESSURE I&C C
BAR007FCC-ACAL | TRANSMITTER LP A ADMISSSION STEAM FLOW LPAFT001 LOW PRESSURE I&C C
BAR006YAC-AEAAAB | PIPING SUPPRESSION UNLOADING SKID VAPOR AMMONIA SUPPRESSION SYSTEM FOR UNLOADING SKID & TANKS SUPPRESSION SYSTEM C
BAR006YAC-AFAAAA | PIPING AMMONIA AMMONIA UNLOADING AREA AMMONIA UNLOADING & STORAGE AREA PIPING PIPING AND ASSOCIATED VALVES C
BAR006WHB-AAADAB | MOTOR DUCT BURNER SCANNER COOLING FAN #1 HRSG B DUCT BURNER SKID B
BAR006WHB-AAAB | VALVE B HRSG DUCT BURNER PRESS CONTROL DUCT BURNER SKID B
BAR006WHB-AAADAA | FAN DUCT BURNER SCANNER COOLING FAN #1 HRSG B DUCT BURNER SKID B
BAR006YCB-AAACAB | TRANSMITTER AMMONIA DIL FAN DISCH FLOW SCBFIT501 AMMONIA VAPORIZATION I&C AMMONIA SKID HRSG B B
BAR007FDC-AAACAD | VALVE SUCTION HYDRAULIC FLUID PUMP #1 PUMPS C
BAR007FDC-ABAD | VALVE B AUX HYDRAULIC OIL SUPPLY PUMP PRESSURE RELIEF VR221 PIPING AND VALVES C
BAR007FDC-AEAAAA | SWITCH EMER. TRIP HEADER TRIPPED PRESS PS282 HYDRAULIC OIL SYSTEM EHC HYDRAULIC CONTROLS I&C C
BAR006YCB-AAABAA | PIPING AND VALVES AMMONIA SKID B PIPING VALVES AND RELATED EQUIPMENT AMMONIA SKID HRSG B B
BAR006VGB-ABBH | BLADES STAGE 16 STATIONARY COMPRESSOR B
BAR006WBB-ACAEAA | THERMOCOUPLE HR B STEAM AT TURBINE TEMP HRBTE001 HOT REHEATER I & C HOT REHEAT PIPING AND VALVES B
BAR006VGB-AEAE | SHROUDS 2ND STAGE TURBINE B
BAR007FDC-AEBJ | TRANSMITTER HYDRAULIC FLUID PRESS PT281 HYDRAULIC CONTROLS I&C C
BAR007FEC-AAAC | VALVE SPRAY WATER SHUTOFF DCS MANUAL DSHMV310 TURBINE STEAM SEAL C
BAR006NDC-AAABAN | ANALYZER SODIUM TOP EAST 594 WATER ANALYSIS ANALYZER PANEL INSTRUMENTS AND CONTROLS C
BAR006VKA-ABAAAF | ELEMENT AUGMENTTION STEAM A TEMPERATURE FLOW ASAFEMSTI2A STEAM INJECTION POWER AUGMENTATION WATER/STEAM INJECTION I&C A
BAR006PAA-ADAAABAD | VALVE DISCHARGE 2B SUMP PUMP EAST SUMP CT A AREA PUMPS A
BAR006WCA-AAAAAB | THERMOCOUPLE HP EVAPORATOR TUBE TEMP BOILER A BLATE096A TUBING EVAPORATOR HP TUBING A
BAR006WBB-AAAGAC | THERMOCOUPLE ATTEMPORATOR SPRAYWATER TEMP FWBTE010 HRSG B HP ATTEMPERATOR SECTION MAIN STEAM PIPING AND VALVES B
BAR006WBA-AAAGAE | THERMOCOUPLE HP A SUPERHEAT ATTEMP OUT TEMP MSATE006 HRSG A HP ATTEMPERATOR SECTION I & C MAIN STEAM PIPING AND VALVES A
BAR006WBA-ABAC | VALVE COLD RH STARTUP VENT MOV CRAPV105 IP/COLD REHEAT PIPING AND VALVES A
BAR006WBA-ABAGAD | THERMOCOUPLE COLD REHEAT A DRAIN TEMP CRHTE100 INSTRUMENTS AND CONTROLS IP/COLD REHEAT PIPING AND VALVES A
BAR006WBA-ABAGAQ | TRANSMITTER COLD REHEAT A STEAM PRESS CRAPT110 INSTRUMENTS AND CONTROLS IP/COLD REHEAT PIPING AND VALVES A
BAR006PAC-AJAB | SAFETY SHOWER PHOSPHATE SKID AREA SAFETY SAFETY SHOWERS C
BAR007FDC-AEAX | SWITCH EMER. TRIP HEADER TRIPPED PRESS PS282 HYDRAULIC CONTROLS I&C C
BAR006WBA-ABAGAV | TRANSMITTER IP A STEAM PRESS CRAPT106 INSTRUMENTS AND CONTROLS IP/COLD REHEAT PIPING AND VALVES A
BAR006WBB-ABAD | VALVE REHEAT INLET SAFETY CRBSR402 IP/COLD REHEAT PIPING AND VALVES B
BAR006WBA-ACAEAC | INDICATOR HR STEAM PRESSURE HRAPI405 HOT REHEAT INSTRUMENTS AND CONTROLS HOT REHEAT PIPING AND VALVES A
BAR006RCA-ABAAAD | SWITCH PILOT LINE SUPERVISORY PRESS 63FP1D GAS TURBINE A FIRE PROTECTION SYSTEM CO2 CO2 I&C A
BAR006WBB-ABAGAH | THERMOCOUPLE INTERM PRESS B STEAM TEMP CRBTE101 HRSG B COLD REHEATER INLET SECTION IP/COLD REHEAT PIPING AND VALVES B
BAR006HKC-AAABAHAA | FAN COOLING TOWER FAN H CWCLH FANS FORCED DRAFT COOLING TOWER C
BAR006FDC-AAAAAC | VALVE DISCHARGE HYDRAULIC HEATING AND COOLING CIRC PUMP PUMPS C
BAR007ECA-AB | VALVES AND PIPING A
BAR006FDC-ABAC | VALVE A MAIN HYDRAULIC OIL SUPPLY PUMP PRESSURE RELIEF VR211 PIPING AND VALVES C
BAR006WCA-ADACAB | THERMOCOUPLE REHEAT NO. 2 TUBE TEMP BOILER A BLATE491B HRSG A REHEATER TUBING I & C REHEATER TUBING A
BAR006WBA-ABAA | VALVE C.R. STEAM ISO MOV CRAMV101 IP/COLD REHEAT PIPING AND VALVES A
BAR007FAC-ABAD | THERMOCOUPLE MAINSTEAM TEMP MSTE2001 HIGH PRESSURE I&C C
BAR006WEB-AAAB | ECONOMIZER RECIRCULATING PUMP #4B PUMPS B
BAR006EAC-AAAF | STATOR GENERATOR STEAM TURBINE C
BAR006ZDC-AAAA | MONITORS HARDWARE ASSOCIATED WITH WORK MANAGEMENT C
BAR007WBA-AJAB | VALVE SPRAY WATER SHUTOFF DCS MANUAL DSHAMV220 STEAM AUGMENTATION PIPING AND VALVES A
BAR006WHB-AAAD | DUCT BURNER SCANNER COOLING FAN #1 HRSG B DUCT BURNER SKID B
BAR006FAC-AAAF | BEARING # 1 STEAM TURBINE HPIP C
BAR006VB | LUBE OIL SYSTEM
BAR006MAA-AA | PUMPS A
BAR006VEA-AAAAAC | COOLING AIR FAN LUBE OIL SKID 88BL1 FANS COOLING AIR SYSTEM A
BAR007PC-AAAAAB | AIR HANDLING UNITSHVAC
BAR007PC-AAAA | AIR HANDLING UNITSHVAC
BAR006PC-AAAAAK | AIR HANDLING UNITSHVAC
BAR006PC-AAAAAJ | AIR HANDLING UNITSHVAC
BAR007PC-AAAAAJ | AIR HANDLING UNITSHVAC
BAR007PC-AAAAAE | AIR HANDLING UNITSHVAC
BAR006FDC-AEBG | TRANSMITTER HYD FLUID RESERVOIR HIGH LEVEL ALARM LS280A HYDRAULIC CONTROLS I&C C
BAR007WHB-ADAH | TRANSMITTER MAIN GAS B HEADER PRESSURE BMBPT032 DUCT BURNERS I&C B
BAR007WBA-ADAFAD | ELEMENT LP A ADMISSSION STEAM FLOW LPAFE001 INSTRUMENTS AND CONTROLS LP STEAM PIPING AND VALVES A
BAR007EFC-AAAC | VALVE RELIEF 7C STEAM TURBINE GENERATOR HYDROGEN INLET PRESSURE PSV2923 VALVES AND PIPING C
BAR006BHB-AAAM | ANALYZER HRSG B CEMS CO2
BAR006EFB-AB | INSTRUMENTS AND CONTROLS B
BAR006EFB-ABAJ | HYDROGEN CONTROL CABINET GT B INSTRUMENTS AND CONTROLS B
BAR006GAA-AAAA | MAIN POWER TRANSFORMER 6A MAIN POWER TRANSFORMER A
BAR006GAA-AAAAAE | NITROGEN SYSTEM MAIN POWER TRANSFORMER 6A MAIN POWER TRANSFORMER A
BAR006FFC-ADAAAC | HEATER LUBE OIL TANK A UNIT LUBE OIL TANK FILTERS & PIPING TANKS C
BAR006FFC-ADABAK | SWITCH LO COND DIRTY ELEMENTS ALARM PS273A INSTRUMENTS AND CONTROLS TANKS C
BAR006EAB-ABAD | DRAIN LUBE SYSTEM TEMPGENERATOR #2 BEARING DRAIN GENERATOR I&C B
BAR006HCC-AAAAABAC | BREAKER COOLING TOWER BIOCIDE B PUMP PUMPS CHLORINATION C
BAR006HCC-AAAAACAB | MOTOR SODIUM BISULFITE METERING PUMP A PUMPS CHLORINATION C
BAR006HCC-AAAAAEAC | BREAKER SCALE INHIBITOR METERING PUMP A PUMPS CHLORINATION C
BAR006KEC-AAAF | BREAKER STATION BATTERY CHARGER DC ELECTRICAL C
BAR006LAC-AAACAC | TRANSMITTER CONDENSER PRESSURE CDPT005 INSTRUMENTS AND CONTROLS CONDENSER C
BAR006LAC-ABAB | DOORS HOTWELL HOTWELL C
BAR006HCC-AAAAAFAC | BREAKER SCALE INHIBITOR METERING PUMP B PUMPS CHLORINATION C
BAR006EBB-AAAF | BREAKER GENERATOR FIELD GAS TURBINE EXCITER B
BAR006EBB-AAAH | COOLER GAS TURBINE EXCITER B
BAR006FDC-AEBB | SWITCH HYD FLUID PUMP B DISCHARGE PRESS PS280B HYDRAULIC CONTROLS I&C C
BAR006DDA-AAACAC | TRANSMITTER A FUEL GAS FLOW ORIFICE DIFF PRESS 96FF2 PIPING & VALVES SEPARATORS TO ACCESSORY MODULE A PIPING AND VALVES A
BAR006DDA-ACAA | FILTER NORTH FINAL SEPERATOR NGASP002 FILTERS FINAL SEPARATORS A
BAR006DDA-ACAC | FILTER GAS SUPPLY FILTERS FINAL SEPARATORS A
BAR006EBC-AAAF | BREAKER GENERATOR FIELD STEAM TURBINE EXCITER C
BAR006ECA-ABAB | REGULATOR HYDROGEN SIDE VALVES AND PIPING A
BAR006ECA-ADAC | SWITCH A SEAL OIL DIFF PRESS ALARM 63SA1 INSTRUMENTS AND CONTROLS A
BAR006ECA-ADAD | SWITCH A SEAL OIL DIFF PRESS TRIP 63ST1A INSTRUMENTS AND CONTROLS A
BAR006ECB-AAAAAB | BREAKER AUXILIARY SEAL OIL PUMP PUMPS B
BAR006HDC-ACABAA | INDICATOR CIR WTR FROM COND PRESS CWPI005 PIPING & VALVES CIRC. WATER WATER BOX TO RISER VALVES CONDENSER CIRCULATING WATER I&C C
BAR006FEC-ABAC | SWITCH GLAND SEAL EXHAUSTER BLOWER MTR RUNNING PRESS PS212C STEAM SEAL I&C C
BAR006FEC-ABAG | TRANSMITTER PACKING GLAND EXHAUST PRESS PT232 STEAM SEAL I&C C
BAR006LEC-AAACAA | TRANSMITTER CLOSED LOOP COOLING TANK LEVEL CLCLT001 CONDENSATE I&C VALVES PIPING AND RELATED EQUIPMENT C
BAR006FJC-ABAAAD | VALVE IP BYPASS DRAIN IPBMV175 2 INCH TWIP SYSTEM @ STEAM TURBINE TWIP SYSTEM C
BAR006FJC-ABAAAJ | VALVE MAIN STEAM DRAIN SHUTOFF MSMV300 TWIP SYSTEM @ STEAM TURBINE TWIP SYSTEM C
BAR006FJC-ABAAAKAE | THERMOCOUPLE HOT REHEAT TWIP HRHTE004B INSTRUMENTS AND CONTROLS TWIP SYSTEM @ STEAM TURBINE TWIP SYSTEM C
BAR006FJC-ABAAAKAG | THERMOCOUPLE LOW PRESSURE STEAM VENT LPSTE002A INSTRUMENTS AND CONTROLS TWIP SYSTEM @ STEAM TURBINE TWIP SYSTEM C
BAR006LEC-AAACAC | TRANSMITTER CONDENSATE STORAGE TANK EMERGENCY DUMP FLOW CDMFT001 CONDENSATE I&C VALVES PIPING AND RELATED EQUIPMENT C
BAR006LFA-AAAAAD | VALVE LOW PRESSURE DRUM LEVEL CONTROL CDAFV289 CONDENSATE TO HRSG A PIPING & VALVES PIPING AND VALVES A
BAR006EFB-ABAG | TRANSMITTER GT B CELL #2 QUALITY SIGNAL QT290B INSTRUMENTS AND CONTROLS B
BAR006EFC-ABAA | SWITCH ST H2 SUPPLY LOW PRESS PSL2930 GAS I&C C
BAR006FFC-AAAAADAD | SWITCH C LUBE OIL PUMP NO.2 START PRESS PS265B LUBE OIL PUMP #2 LUBE OIL PUMPS PUMPS C
BAR006FFC-AAAAADAG | PUMP LUBE OIL PUMP #2 LUBE OIL PUMPS PUMPS C
BAR006LFB-AAAAAB | VALVE DEAERATOR VENT MOV BLBMV265B CONDENSATE TO HRSG B PIPING & VALVES PIPING AND VALVES B
BAR006DDC-AAAAAA | ANALYZER GAS CONDITIONING STATION CHROMATAGRAPH GAS CONDITIONING STATION GAS SUPPLY I&C C
BAR006HKC-AAABAAAE | BREAKER COOLING TOWER FAN A CWCLA FANS FORCED DRAFT COOLING TOWER C
BAR006FCC-ACAG | THERMOCOUPLE LOW PRESSURE STEAM LPTE2272 LOW PRESSURE I&C C
BAR006LGC-AAAB | MOTOR GLAND SEAL STEAM EXHAUSTER C
BAR006LGC-AAAC | BREAKER GLAND SEAL STEAM EXHAUSTER C
BAR006HBC-AAABAG | VALVE AIR RELEASE AT MAKEUP V900 COOLING TOWER MAKEUP PUMP #2 PUMPS C
BAR006HKC-AAABAHAD | SWITCH H COOLING TOWER FAN OIL LEVEL COOLING TOWER FAN H CWCLH FANS FORCED DRAFT COOLING TOWER C
BAR006HKC-AAACAA | METER COOLING TOWER PH CWPH001 COOLING TOWER I&C FORCED DRAFT COOLING TOWER C
BAR006EAC-AAAD | MAIN BUSHINGS GENERATOR STEAM TURBINE C
BAR006EAC-ABAA | RELAY TORSIONAL STRESS RELAY GENERATOR I&C C
BAR006EAC-ABAB | TRANSMITTER GENERATOR ROTOR FAN PRESS DIFF PDT292 GENERATOR I&C C
BAR006EAC-ABAL | INDICATOR TURB H2 COOLER PRESS DIFF CLCPDI003 GENERATOR I&C C
BAR006FDC-ADAC | FILTER STEAM TURBINE HIGH PRESSURE HYDRAULIC MISCELLANEOUS EQUIPMENT C
BAR006FDC-AEAAAG | SWITCH LOW HYD FLUID TRIP AND ALARM PS281D HYDRAULIC OIL SYSTEM EHC HYDRAULIC CONTROLS I&C C
BAR006HDC-ACAAAA | INDICATOR CIR WTR TO COND PRESS CWPI003 PIPING & VALVES CIRC. WATER TO CONDENSER WATER BOX CONDENSER CIRCULATING WATER I&C C
BAR006HDC-ACAAAE | INDICATOR CIRC WTR PRESS CWPI015 PIPING & VALVES CIRC. WATER TO CONDENSER WATER BOX CONDENSER CIRCULATING WATER I&C C
BAR006LAC-ADAAAFAD | BREAKER CONDENSER VACUUM RECIRCULATION PUMP CONDENSER VACUUM PUMP A SKID VACUUM PUMPS C
BAR006LBC-AAABAB | BREAKER CONDENSATE PUMP #2 CDPU002 PUMPS C
BAR006FFC-ADABBA | TRIP & ALARM LUBE OIL HEADER PRESSURE PS270B INSTRUMENTS AND CONTROLS TANKS C
BAR006FJC-AAAE | VALVE HYDRAULIC OPERATED ADMISSION STEAM CONTROL ACV VALVES C
BAR006FJC-AAAP | VALVE MAIN STOP B BEFORE SEAT DRAIN MOVSSV1B VALVES C
BAR006VEA-AAAAACAB | MOTOR 88BL1 COOLING AIR FAN LUBE OIL SKID 88BL1 FANS COOLING AIR SYSTEM A
BAR006VEA-AAAAAGAA | FAN LOAD COMPARTMENT COOLING AIR FAN 88VG1 FANS COOLING AIR SYSTEM A
BAR006VEB-AAAAAGAC | BREAKER LOAD COMPARTMENT COOLING AIR FAN 88VG1 FANS COOLING AIR SYSTEM B
BAR006SAC-AAABAAAC | INDICATOR AIR COMP B AFTER COOLER TEMPERATURE CLCTI001 COMPRESSOR COMPRESSOR #2 COMPRESSORS C
BAR006SAC-AAABAB | MOTOR COMPRESSOR #2 COMPRESSORS C
BAR006SAC-AAABAE | HEATER LUBE OIL COMPRESSOR #2 COMPRESSORS C
BAR006SAC-ABAAAA | DRYER NORTH IADY001 DRYER #1 AIR DRYERS C
BAR006SAC-ABAAAD | VALVE CONTROL DRYER #1 AIR DRYERS C
BAR006SAC-ABABAC | FILTER OUTLET DRYER #2 AIR DRYERS C
BAR006VEB-ABAAAA | FAN 88TK1 EXHAUST FRAME FAN #1 EXHAUST FRAME COOLING B
BAR006VEB-AAAAAHAC | BREAKER LOAD COMPARTMENT COOLING AIR FAN 88VG2 FANS COOLING AIR SYSTEM B
BAR006VFA-AAAA | VALVE A FUEL GAS CONTROL VGC1 GAS A
BAR006VBA-AAADAA | MOTOR 88QA2 LUBE OIL #2 PUMP PUMPS A
BAR006VBA-AEAAAD | VALVE FILL TANK LUBE OIL FILTERS & PIPING TANKS A
BAR006VBA-AEABAB | INDICATOR OIL RESEVOIR CLCTI013 TEMPERATURE LUBE OIL TANK FILTERS & PIPING I & C TANKS A
BAR006VAA-ABAC | COOLING MEDIA INLET COOLING A
BAR006VAA-ABAFAC | SWITCH A INLET AIR EVAP COOLER WATER FLOW 80AC1 EVAPORATIVE COOLING I & C INLET COOLING A
BAR006VAA-ADAC | VALVE A INLET HEATING DRAIN VA301 INLET BLEED HEAT A
BAR006VAA-ABAFAD | SWITCH A INLET AIR EVAP COOLER WATER FLOW 80AC2 EVAPORATIVE COOLING I & C INLET COOLING A
BAR006VAA-ADAD | VALVE A INLET HEATING ISO VM151 INLET BLEED HEAT A
BAR006VBB-ACAA | FILTERS LUBE OIL FILTERS/STRAINERS B
BAR006VBB-AEABAC | SWITCH B HIGH LUBE OIL LEVEL ALARM 71QH1 LUBE OIL TANK FILTERS & PIPING I & C TANKS B
BAR006VBB-AFAA | VALVE LUBE OIL HEADER TEMP REGULATOR VTR11 PIPING VALVES & RELATED EQUIPMENT B
BAR006RCB-ABAAAC | SWITCH LOW PRESSURE ALARM 63FP1A GAS TURBINE B FIRE PROTECTION SYSTEM CO2 CO2 I&C B
BAR006VAB-ADAD | VALVE B INLET HEATING ISO VM151 INLET BLEED HEAT B
BAR006VEB-AAAAAFAA | FAN COOLING AIR FAN TURBINE COMPARTMENT 88BT2 FANS COOLING AIR SYSTEM B
BAR006VAB-AEABAJ | SWITCH B TURBINE COMP TEMPERATURE 26BT1 HEAT & VENT SYSTEM AIR AND GAS I&C B
BAR006VAB-AEABAF | SWITCH B TUBINE COMP. THERMOSTAT 26HT3 HEAT & VENT SYSTEM AIR AND GAS I&C B
BAR006VAB-AEABAH | SWITCH B TURBINE COMP PRESSURE 63AT2 HEAT & VENT SYSTEM AIR AND GAS I&C B
BAR006VAB-AEACAD | SWITCH B INLET AIR EVAP COOLER WATER FLOW 80AC2 AIR INLET FILTER & EXHAUST SYSTEM AIR AND GAS I&C B
BAR006SAC-ADAAAD | SWITCH INSTRUMENT AIR HEADER HUMIDITY SWITCH TO DCS PIPING & VALVES INSTRUMENT AIR CONTROL AIR I&C C
BAR006VGA-AAAAAD | VALVE DUMP VH31 VARIABLE INLET GUIDE INLET BELLMOUTH A
BAR006SBB-AAAA | VALVE SERVICE AIR ISOLATION @ CT/HRSG B 05 SERVICE AIR C VALVES PIPING AND RELATED EQUIPMENT B
BAR006SBC-AAAB | VALVE CT/HRSG A SERVICE AIR ISOLATION SERVICE AIR C VALVES PIPING AND RELATED EQUIPMENT A
BAR006SBC-AAAJ | VALVE STEAM TURB AREA WEST SERVICE AIR ISOLATION SERVICE AIR C VALVES PIPING AND RELATED EQUIPMENT C
BAR006VBA-AFAA | VALVE LUBE OIL HEADER TEMP REGULATOR VTR11 PIPING VALVES & RELATED EQUIPMENT A
BAR006VAA-AEABAD | SWITCH A GEAR/LOAD COMP AIR PRESSURE 63AG2 HEAT & VENT SYSTEM AIR AND GAS I&C A
BAR006VAA-AEABAL | TRANSMITTER A EXHAUST PRESS 96EP1 HEAT & VENT SYSTEM AIR AND GAS I&C A
BAR006VAB-ABAD | DRIFT ELIMINATOR INLET COOLING B
BAR006VCA-AAAAAE | MOTOR 88HQ1 HYDRAULIC PUMP #1 PUMPS A
BAR006VCA-ABAA | PIPING AND VALVES TRIP OIL HYDRAULIC/TRIP OIL PIPING AND VALVES A
BAR006VCA-ABAB | FILTER HYDRAULIC OIL HYDRAULIC/TRIP OIL PIPING AND VALVES A
BAR006VAB-ADAC | VALVE B INLET HEATING DRAIN VA301 INLET BLEED HEAT B
BAR006VAB-AC | DUCTWORK EXPANSION JOINTS AND RELATED EQUIPMENT B
BAR006VCB-AAABAC | VALVE DISCHARGE HYDRAULIC PUMP #2 PUMPS B
BAR006VCB-AAAAAC | VALVE DISCHARGE 3WAY HYDRAULIC PUMPS #1 & #2 PUMPS B
BAR006WGB-ACAA | DRUM LP DRUM B
BAR006WEA-ABAAAB | VALVE ECON RECIRC TEMP CONTROL CDATV227 HRSG A ECON RECIRCULATING PIPING AND VALVES PIPING VALVES AND RELATED EQUIPMENT A
BAR007FDC-AEAZ | SWITCH HYD FLUID LOW PRESS PUMP B START PS281C HYDRAULIC CONTROLS I&C C
BAR006WBA-AGAEAA | THERMOCOUPLE LP BYPASS STEAM A PRESS LPBATE103 HRSG A STEAM BYPASS SYSTEM LP I & C LP BYPASS PIPING AND VALVES A
BAR007MAA-ACABAA | THERMOCOUPLE HP BFP A SUCTON TEMP FWATE001 BFP SUCTION SECTION BOILER FEED PUMP I&C A
BAR006SAC-AAAAAE | HEATER LUBE OIL COMPRESSOR #1 COMPRESSORS C
BAR007DDA | A
BAR006YBA-AAABABAF | VALVE ISOLATION PUMP SUCTION AMMONIA FORWARDING PUMP B AMMONIA FORWARDING PUMPS HRSG A AMMONIA FORWARDING SKID A A
BAR007GAC-AAAAAD | LIGHTING ARRESTORS MAIN POWER TRANSFORMER 6C MAIN POWER TRANSFORMER C
BAR007MCB-AAAAAAAA | MOTOR PHOSPHATE #2 PUMP PHOSPHATE FEED PUMPS B
BAR007YAC-AAAC | AMMONIA LIQUID PIPING VALVES AND RELATED EQUIPMENT UNLOADING STATION C
BAR007EAC-AAAK | PROBE AIR GAP FLUX PROBE GENERATOR STEAM TURBINE C
BAR007ECA-ADAC | SWITCH A SEAL OIL DIFF PRESS ALARM 63SA1 INSTRUMENTS AND CONTROLS A
BAR006WBA-ABAGAG | THERMOCOUPLE COLD REHEAT BLOWDOWN CRHTE250 INSTRUMENTS AND CONTROLS IP/COLD REHEAT PIPING AND VALVES A
BAR007MAA-ABABAD | VALVE IP DRUM LEVEL FLOW CONTROL FWAFV088 BFP HP DRUM FLOW PIPING & VALVES HRSG A PIPING AND VALVES A
BAR007WHA-ADAE | TRANSMITTER BURNER A GAS PRESS BMAPT030 DUCT BURNERS I&C A
BAR006ZAC-AAAAAC | OPERATOR CONSOLE HARDWARE ASSOCIATED WITH MARK VIe MARK VIe C
BAR006YBB-AAABAAAA | PUMP AMMONIA FORWARDING PUMP A AMMONIA FORWARDING PUMPS HRSG B AMMONIA FORWARDING SKID B B
BAR007SAC-AAABAAAD | INDICATOR AIR COMP B INTER COOLER TEMPERATURE CLCTI002 COMPRESSOR COMPRESSOR #2 COMPRESSORS C
BAR006HKC-AAABAJ | COOLING TOWER FAN J CWCLJ FANS FORCED DRAFT COOLING TOWER C
BAR007WAC-ABAE | EVAPORATOR TANK A TANK C
BAR007LBC-AAAAAB | BREAKER CONDENSATE PUMP #1 CDPU001 PUMPS C
BAR007NDC-AAABAF | ANALYZER DISSOLVED OXYGEN TOP WEST 520 WATER ANALYSIS ANALYZER PANEL INSTRUMENTS AND CONTROLS C
BAR007WGA-ABAD | VALVE SAFETY BLAPSV103 IP DRUM A
BAR007HKC-AAABAGAE | BREAKER COOLING TOWER FAN G CWCLG FANS FORCED DRAFT COOLING TOWER C
BAR007WGB-AAAAAA | INDICATOR HP DRUM PRESSURE BOILER B BLBPI010 DRUM HP DRUM B
BAR007KCC-ABAA | BREAKER FRAME 6 SUPPLY FROM #5 SS TRANSFORMER 4160 VOLT C
BAR007KEC-AAAGAB | BREAKER BAT B FEED FROM BOP MCC B DC STATION BATTERY CHARGERS DC ELECTRICAL C
BAR007WAC-ABAF | TANK TANK C
BAR007WGA-ABAAAG | TRANSMITTER IP DRUM PRESSURE BOILER A BLAPT145 DRUM IP DRUM A
BAR007WGB-AAAAAC | THERMOCOUPLE HP DRUM SKIN TEMP BOILER B BLBTE095 DRUM HP DRUM B
BAR006PAC-ABAB | BUILDING BOILER WATER ANALYSIS WATER ANALYSIS BUILDING C
BAR006WCA-AA | HP TUBING A
BAR006WCB-AAABAA | THERMOCOUPLE GAS TEMP INTO SPRHTR NO. 1 BOILER B BLBTE093B TUBING SUPERHEATER #1 HP TUBING B
BAR007WBB-AHACAB | TRANSMITTER LP BYPASS STEAM B PRESS LPBBPT001 HRSG B STEAM BYPASS SYSTEM LP I & C LP BYPASS PIPING AND VALVES B
BAR006YCB-AAACAA | SENSOR 6B DILUTION SKID FIXED AMMONIA AMMONIA VAPORIZATION I&C AMMONIA SKID HRSG B B
BAR007WGB-ACAAAE | TRANSMITTER LP DRUM PRESSURE BOILER B BLBPT241 DRUM LP DRUM B
BAR006WCB-ABAA | TUBING ECONOMIZER #1 HRSG B HP ECONOMIZER HP B
BAR007LFB-AAABAF | TRANSMITTER LOW PRESSURE ECON B CONDENSATE FLOW CDBFT203 INSTRUMENTS AND CONTROLS PIPING AND VALVES B
BAR007FAC-ABAQBX | TRANSMITTER LP INLET PRESS PT213A TURBINE PROTECTION HIGH PRESSURE I&C C
BAR006HDC-ACAAAM | TRANSMITTER CIRC. WATER FLOW TO SW HT EXCHANGE #1 CWFT002 PIPING & VALVES CIRC. WATER TO CONDENSER WATER BOX CONDENSER CIRCULATING WATER I&C C
BAR006FFC-AAAAAB | LUBE OIL CONDITIONING PUMP LUBE OIL PUMPS PUMPS C
BAR007YAC-ADAAAB | HEATER TANK AMMONIA AMMONIA STORAGE TANK AND ASSOCIATED EQUIPMENT TANKS C
BAR006LBC-AAAAAGAA | INDICATOR CONDENSATE PUMP 001 DISCH PRESSURE CDPI001 PUMP CONDENSATE PUMP #1 CDPU001 PUMPS C
BAR007MAA-ACACAE | TRANSMITTER HP A FEEDWATER FLOW FWAFT003 BFP HP DRUM FLOW SECTION BOILER FEED PUMP I&C A
BAR007WF | CHEMICAL CLEANING
BAR007WBA-AHAH | VALVE A MAIN STEAM SHUTOFF MSMV100 TWIP SYSTEM A
BAR007WCB-ACAB | TUBING #2 REHEATER HRSG B REHEATER TUBING B
BAR007MAB-AAAAAJAB | TANK 7B1 BFP LUBE OIL LUBE OIL SKID B1 BOILER FEED PUMP B1 PUMPS B
BAR007WDA-AC | INSULATION HRSG A A
BAR007FJC-AAAN | VALVE MAIN STOP B AFTER SEAT DRAIN MOVSSV2B VALVES C
BAR007MAB-AAABAC | BREAKER BOILER FEED PUMP B2 PUMPS B
BAR007GAA-AAAAABAC | BREAKER OIL COOLER PUMP MAIN POWER TRANSFORMER 6A MAIN POWER TRANSFORMER A
BAR007WEA-AAAAAF | PUMP ECONOMIZER RECIRCULATING PUMP #3A PUMPS A
BAR006WFB-AA | PIPING AND VALVES B
BAR006DDA-ABAB | ELECTRIC HEATER FOR FUEL GAS HEATERS A
BAR007WBA-ACAC | VALVE STEAM ISO MOV HRAMV436 HOT REHEAT PIPING AND VALVES A
BAR007WBA-ACAEAB | ELEMENT HR A STEAM FLOW HRAFE001 HOT REHEAT INSTRUMENTS AND CONTROLS HOT REHEAT PIPING AND VALVES A
BAR007VGB-ABAW | BLADES STAGE 10 ROTATING COMPRESSOR B
BAR007YBB-AAAAAJ | VALVE ISOLATION FORWARDING SKID DISCHARGE AMMONIA FORWARDING SKID PIPING AND RELATED HRSG B AMMONIA FORWARDING SKID B
BAR007LAC-ADAAAA | EXCHANGER NO. 1 CONDENSER VACUUM PUMP VAPU001 CONDENSER VACUUM PUMP 7A SKID VACUUM PUMPS C
BAR007EFC-AA | VALVES AND PIPING C
BAR006LAC-ADABAFAD | BREAKER CONDENSER VACUUM RECIRCULATION PUMP CONDENSER VACUUM PUMP B SKID VACUUM PUMPS C
BAR006FDC-AEBC | SWITCH LOW HYD FLUID PRESS PS281A HYDRAULIC CONTROLS I&C C
BAR007FDC-AEAAAF | SWITCH LOW HYD FLUID PRESS PS281A HYDRAULIC OIL SYSTEM EHC HYDRAULIC CONTROLS I&C C
BAR006WCB-AC | IP TUBING B
BAR006WGA-AE | HEADERS LINKS DRUMS TANKS I&C A
BAR006HDC-ABAA | WATERBOX EAST CONDENSER WATERBOX AND RELATED EQUIPMENT C
BAR006LEC-AAAAAA | VALVE 6 CONDENSATE TANK SUPPLY MOV CDMMV001 CONDENSATE PIPING & VALVES FROM TANK TO HOTWELL VALVES PIPING AND RELATED EQUIPMENT C
BAR007FFC-ADAAAN | HEATER OIL CONDITIONER ONBOARD ELEMENT #3 UNIT LUBE OIL TANK FILTERS & PIPING TANKS C
BAR006WHA-AA | DUCT BURNER SKID A
BAR006WJA-AC | BLOWDOWN I&C A
BAR007NDB-AAAA | WATER ANALYSIS ANALYZER PANEL INSTRUMENTS AND CONTROLS B
BAR007FFC-ACAAAB | EXCHANGER #2 LUBE OIL HEAT HX2 LUBE OIL COOLERS COOLERS C
BAR007ECB-ABAA | REGULATOR AIR SIDE VALVES AND PIPING B
BAR006YCA-AAAAABAC | MOTOR DILUTION AIR FAN #2 HRSG A DILUTION AIR FAN AMMONIA SKID HRSG A A
BAR007ZAC-AAAAAB | ENGINEERING CONSOLE HARDWARE ASSOCIATED WITH MARK VIe MARK VIe C
BAR006YDB-AA | AMMONIA INJECTION GRID HRSG B B
BAR007SAC-AAABAA | COMPRESSOR COMPRESSOR #2 COMPRESSORS C
BAR007SAC-AA | COMPRESSORS C
BAR007HDC-AAAA | CIRCULATING WATER PUMP #1 PUMPS C
BAR006DDB-AAAD | GAS REGULATING & SAFETY SHUTOFF VALVES B PIPING AND VALVES B
BAR006HDC-ACAAAL | THERMOCOUPLE CIRC WATER TO COND TEMP CWTE002 PIPING & VALVES CIRC. WATER TO CONDENSER WATER BOX CONDENSER CIRCULATING WATER I&C C
BAR007DDA-ADAH | TRANSMITTERS FILTERS FINAL SEPARATORS A
BAR006EAA-AB | GENERATOR I&C A
BAR006ECB-AA | PUMPS B
BAR007MAB-AAAAAA | PUMP FWBPU0017 BOILER FEED PUMP B1 PUMPS B
BAR007MAB-AAABAB | MOTOR BOILER FEED PUMP B2 PUMPS B
BAR006FFC-ADABAS | SWITCH LOW LUBE OIL HDR PRESS ALARM & TRIP PS270B INSTRUMENTS AND CONTROLS TANKS C
BAR006MCB-AAAAABAC | BREAKER PHOSPHATE PUMP #4 HRSG B IP DRUM PHOSPHATE FEED PUMPS B
BAR006FFC-AC | COOLERS C
BAR006FHC-AAAAAB | OIL PUMP TURNING GEAR TURNING GEAR C
BAR007ECC-ACAF | SWITCH LOW SEAL OIL DIFF PRESS PDSL3402 INSTRUMENTS AND CONTROLS C
BAR007EDA-AA | GENERATOR TERMINAL ENCLOSURE A A
BAR007EDC-AA | GENERATOR TERMINAL ENCLOSURE C C
BAR006PA | BUILDINGS AND GROUNDS
BAR006WD | BOILER STRUCTURE & LAGGING
BAR007LEC-AA | VALVES PIPING AND RELATED EQUIPMENT C
BAR007YAC-AA | UNLOADING STATION C
BAR006HCC-AAAAAAAC | BREAKER COOLING TOWER BIOCIDE A PUMP PUMPS CHLORINATION C
BAR006EAC-AAAG | COLLECTOR RINGS GENERATOR STEAM TURBINE C
BAR006EAC-ABAE | INDICATOR STEAM TURB H2 COOLER CLCTI008 TEMPERATURE GENERATOR I&C C
BAR007FAC-ABAQBZ | TRANSMITTER LP INLET PRESS PT213C TURBINE PROTECTION HIGH PRESSURE I&C C
BAR007FCC-ABAA | BLOWDOWN TANK BOOSTER PUMP BOCPU002 BLOWDOWN TANK & ACCESSORIES C
BAR006YAC-ABAAAH | VALVE BYPASS COMPRESSOR AMMONIA COMPRESSOR COMPRESSORS C
BAR006ECC-ACAJ | SWITCH SEAL OIL INLET PRESS LOW START DC PUMP PS3404 INSTRUMENTS AND CONTROLS C
BAR007VKA-ABAAAS | TRANSMITTER B AUG STEAM FLOW 96AJ2 STEAM INJECTION POWER AUGMENTATION WATER/STEAM INJECTION I&C B
BAR007VBA-AEABAL | SWITCH A MAIN LUBE OIL FILTER DIFF PRESS ALARM 63QQ22 LUBE OIL TANK FILTERS & PIPING I & C TANKS A
BAR007VGB-AGADAC | TRANSMITTER B EXHAUST DUCT PRESSURE 96EP3 MARK VIe CONTROL SYSTEM GAS TURBINE I&C B
BAR007RCA-AAAAAC | PIPING GAS TURBINE A FIRE PROTECTION SYSTEM CO2 CO2 SYSTEM A
BAR006VEB-ACAA | COOLING & SEALING AIR SYSTEM COOLING SYSTEM I&C B
BAR007VKA-AAAAAC | VALVE AUGMENTATION STEAM AUTOMATIC DRAIN ASAVD16A STEAM INJECTION POWER AUGMENTATION PIPING AND VALVES A
BAR007VKB-ABAA | STEAM INJECTION POWER AUGMENTATION WATER/STEAM INJECTION I&C B
BAR007RCA | A
BAR007VCA-AA | PUMPS A
BAR006VBB-AAAD | LUBE OIL #2 PUMP PUMPS B
BAR006RAC-ABAA | TURBINE OIL FIRE PROTECTION STATIONS C
BAR006VAA-AEAA | INLET AIR HEATING BLEED HEAT AIR AND GAS I&C A
BAR006MAB-AAAA | BOILER FEED PUMP B1 PUMPS B
BAR006MAB-AAAAAJAA | LUBE OIL PUMP BFP B1 LUBE OIL SKID MOTOR DRIVEN BOILER FEED PUMP B1 PUMPS B
BAR006VEB-AAAA | FANS COOLING AIR SYSTEM B
BAR006MAB-AB | PIPING AND VALVES B
BAR007VEA-AAAAAH | LOAD COMPARTMENT COOLING AIR FAN 88VG2 FANS COOLING AIR SYSTEM A
BAR007RCA-AB | CO2 I&C A
BAR007VGA-AGAB | COMPRESSOR SECTION GAS TURBINE I&C A
BAR007VGB-AGAC | VANES VARIABLE INLET GUIDE GAS TURBINE I&C B
BAR007VBA-AE | TANKS A
BAR007LAC-ADABAFAA | PUMP NO. 2 CONDENSER RECIRCULATION PUMP CONDENSER VACUUM PUMP 6B SKID VACUUM PUMPS C
BAR007VGA-AGAA | TURBINE PROTECTION GAS TURBINE I&C A
BAR006MAA-AAAAAJAA | LUBE OIL PUMP BFP A1 LUBE OIL SKID MOTOR DRIVEN BOILER FEED PUMP A1 PUMPS A
BAR006VEB-AC | COOLING SYSTEM I&C B
BAR007VAB-AAADAB | SWITCH B TURBINE INLET AIR FILTER EXCESS PRESS DROP 63TF1 INSTRUMENTS AND CONTROLS INLET AIR FILTERS B
BAR006VCB-AAAAAE | MOTOR 88HQ1 HYDRAULIC PUMP #1 PUMPS B
BAR007VBA-AEABAH | SWITCH A LUBE OIL HEADER HIGH TEMP ALARM 26QA1 LUBE OIL TANK FILTERS & PIPING I & C TANKS A
BAR006GDC-AA | SWITCHYARD AUTO BANK C
BAR006KCA-AAAA | CABLE RUNNING STATION A
BAR006HDC-AC | CONDENSER CIRCULATING WATER I&C C
BAR006FAC-ABAQBF | PROBE ROTOR EXPANSION DETECTOR SEDP1 TURBINE PROTECTION HIGH PRESSURE I&C C
BAR007WAC-AAAA | NITROGEN PIPING VALVES AND RELATED EQUIPMENT UNLOADING STATION C
BAR006HCC-AAACAC | TANK SCALE INHIBITOR DEPOSITROL @ COOLING TOWER TANKS CHLORINATION C
BAR007VAA-AE | AIR AND GAS I&C A
BAR006FJC-AAAH | VALVE MAIN STEAM CONTROL #2 VALVES C
BAR006VAB-AEACAA | SWITCH B EVAP COOLER LOW WATER LEVEL 71AC1 AIR INLET FILTER & EXHAUST SYSTEM AIR AND GAS I&C B
BAR007KCC-AA | RUNNING STATION C
BAR006VEA-AAAAACAC | BREAKER COOLING AIR FAN LUBE OIL SKID 88BL1 FANS COOLING AIR SYSTEM A
BAR006PAC-AB | WATER ANALYSIS BUILDING C
BAR006VBB-AAADAB | BREAKER LUBE OIL #2 PUMP PUMPS B
BAR006FFC-AAAAAAAG | PUMP EMERGENCY DC LUBE OIL PUMP LUBE OIL PUMPS PUMPS C
BAR006VAA-AEABAG | SWITCH A TURBINE COMP PRESSURE 63AT1 HEAT & VENT SYSTEM AIR AND GAS I&C A
BAR007GAC-AAAAAA | BUSHINGS MAIN POWER TRANSFORMER 6C MAIN POWER TRANSFORMER C
BAR007WCA-ADACAF | THERMOCOUPLE REHHEAT NO. 2 TUBE TEMP BOILER A BLATE492B HRSG A REHEATER TUBING REHEATER TUBING A
BAR007MAB-ACAA | ELEMENT FEEDWATER B FWBFE005 BOILER FEED PUMP I&C B
BAR007VEA-AAAAAEAC | BREAKER COOLING AIR FAN TURBINE COMPARTMENT 88BT1 FANS COOLING AIR SYSTEM A
BAR006EFC-AAAB | VALVE PRESSURE REGULATOR 6C STEAM TURBINE GENERATOR HYDROGEN PCV2935 VALVES AND PIPING C
BAR007SAC-AEAAAA | INDICATOR INSTRUMENT AIR PRESSURE IAPI01A 06 PIPING & VALVES INSTRUMENT AIR CONTROL AIR I&C C
BAR007WCA-AFABAC | THERMOCOUPLE GAS TEMP OUT OF PREHTR BOILER A BLATE306A HRSG A LP FEEDWATER PREHEATER SECTION FEEDWATER PREHEATER TUBING A
BAR006VJC-ADAAAG | THERMOSTAT WATER WASH SKID HEATER 26WS1 WATER WASH PIPING AND VALVES I&C C
BAR007EAA-ABAB | SWITCH A COLLECTOR HSG VENT FILTER DIFF PRESS 63CF1 GENERATOR I&C A
BAR007EAB-AAAF | ROTOR GENERATOR GAS TURBINE B
BAR006NDA-AAAAAA | PORT CT A POWER AUGMENTATION SAMPLE WATER ANALYSIS SAMPLE PANEL WATER SIDE INSTRUMENTS AND CONTROLS A
BAR006KCD-AH | TRANSFORMER EXCITER 6A CT 4160/480V 1500KVA
BAR007WGB-ABAAAC | TRANSMITTER IP DRUM LEVEL BOILER B BLBLT140 DRUM IP DRUM B
BAR006NDB-AAABAG | ANALYZER IP BOILER DRUM HRSG B CONDUCTIVITY 324 WATER ANALYSIS ANALYZER PANEL INSTRUMENTS AND CONTROLS B
BAR006MAB-AAAAAJAC | INDICATOR BFP B LUBE OIL COOLER PRESS DIFF CLCPDI015 LUBE OIL SKID B1 BOILER FEED PUMP B1 PUMPS B
BAR007VAA-ABAEAA | PIPING EVAP COOLING WATER SUPPLY VALVES AND RELATED EQUIPMENT INLET COOLING A
BAR007VAA-AEAAAF | TRANSMITTER A INLET HEATING CONTROL CV DOWNSTREAM 96BH2 INLET AIR HEATING BLEED HEAT AIR AND GAS I&C A
BAR006WCB-ACAA | TUBING ECONOMIZER IP TUBING B
BAR006PAC-AKAAAAAC | VALVE DISCHARGE WASTE WATER PUMP #1 STEAM TURBINE AREA SUMP PUMPS C
BAR006WCA-AAABAA | THERMOCOUPLE GAS TEMP INTO SPRHTR NO. 1 BOILER A BLATE301A TUBING SUPERHEATER #1 HP TUBING A
BAR006RCA-ABAAAC | SWITCH LOW PRESSURE ALARM 63FP1A GAS TURBINE A FIRE PROTECTION SYSTEM CO2 CO2 I&C A
BAR006VGB-AAAAAA | VANE INLET GUIDE VANES VARIABLE INLET GUIDE INLET BELLMOUTH B
BAR007VEB-AAAAABAA | FAN COOLING AIR FAN LUBE OIL SKID 88BL2 FANS COOLING AIR SYSTEM B
BAR007ECB-ADAA | SWITCH B GENERATOR LIQUID LEVEL HIGH 71WG1 INSTRUMENTS AND CONTROLS B
BAR006YCB-AAAAABAB | BREAKER DILUTION AIR FAN #2 HRSG B DILUTION AIR FAN AMMONIA SKID HRSG B B
BAR006VGB-ABAT | BLADES STAGE 9 STATIONARY COMPRESSOR B
BAR007HCC | C
BAR006FFC-ADAB | INSTRUMENTS AND CONTROLS TANKS C
BAR006BHA-AAAK | PUMP HRSG A CEMS NOX VACUUM
BAR007BFA | A
BAR006BHA-AAAB | ANALYZER HRSG A NOX / NH3 CEMS TECO
BAR006EFC-AA | VALVES AND PIPING C
BAR007VEB | B
BAR007WAC | C
BAR007WCA | A
BAR007WDB | B
BAR007WHB | B
BAR007GAC | C
BAR007LHC | C
BAR007NDA | A
BAR006VBB-AAAB | EMERGENCY SEAL OIL PUMP PUMPS B
BAR006VBB-AB | COOLERS B
BAR007WHA-AC | GAS PIPING AND VALVES A
BAR007WJB-AB | HRSG B BLOWDOWN VALVES CONTINUOUS & INTERMITTENT B
BAR007YAC-ABAA | AMMONIA COMPRESSOR COMPRESSORS C
BAR007MAA-AC | BOILER FEED PUMP I&C A
BAR007VKA-AB | WATER/STEAM INJECTION I&C A
BAR007WBA-AAAF | MAIN STEAM I & C MAIN STEAM PIPING AND VALVES A
BAR007WBA-ABAG | HRSG A COLD REHEATER I & C IP/COLD REHEAT PIPING AND VALVES A
BAR007YEA-AA | REACTORS A
BAR007ZBC-AA | DISTRIBUTED CONTROL SYSTEM C
BAR006VFA-AA | GAS A
BAR006VGB-AD | COMBUSTION CHAMBER B
BAR007FDC-ADAB | STEAM TURBINE HYDRAULIC COOLING FAN #2 MISCELLANEOUS EQUIPMENT C
BAR007FFC-ADAA | LUBE OIL TANK FILTERS & PIPING TANKS C
BAR007WBA-AEAF | HRSG A STEAM BYPASS SYSTEM HP I & C HP BYPASS PIPING AND VALVES A
BAR007WBA-AF | IP BYPASS PIPING AND VALVES A
BAR007FJC-AB | TWIP SYSTEM C
BAR007SAC-AAAB | COMPRESSOR #2 COMPRESSORS C
BAR007SAC-ACAB | TANK #2 TANKS C
BAR007SBB-AA | SERVICE AIR C VALVES PIPING AND RELATED EQUIPMENT B
BAR007HDC-ABAA | WATERBOX EAST CONDENSER WATERBOX AND RELATED EQUIPMENT C
BAR007HEC-AEAB | HEAT EXCHANGER CLOSED LOOP COOLING WATER #2 SERVICE WATER I&C C
BAR007HKC-AAAAAJ | CIRCULATING WATER MAKEUP PIPING & VALVES @ TOWER COOLING TOWER STRUCTURE AND BASIN FORCED DRAFT COOLING TOWER C
BAR006VAA-AE | AIR AND GAS I&C A
BAR006VAA-ABAB | INLET FILTER EVAPORATIVE PUMP #2 INLET COOLING A
BAR006VAB-AE | AIR AND GAS I&C B
BAR006VBA-AAAC | LUBE OIL #1 PUMP PUMPS A
BAR007WCB-AB | IP TUBING B
BAR007WEB-AAAA | ECONOMIZER RECIRCULATING PUMP #3B PUMPS B
BAR007WEB-AAAB | ECONOMIZER RECIRCULATING PUMP #4B PUMPS B
BAR007WEB-ABAA | HRSG B CONDENSATE RECIRCULATING PIPING AND VALVES PIPING VALVES AND RELATED EQUIPMENT B
BAR007VBB-AEAB | LUBE OIL TANK FILTERS & PIPING I & C TANKS B
BAR007VBB-AF | PIPING VALVES & RELATED EQUIPMENT B
BAR007VCA-AD | HYDRAULIC AND TRIP OIL SYSTEM I&C A
BAR007LEC-AAAC | CONDENSATE I&C VALVES PIPING AND RELATED EQUIPMENT C
BAR007VFA-AAAJ | GAS FUEL SYSTEM I & C GAS A
BAR007VGA-AE | TURBINE A
BAR007VGA-AF | BEARINGS A
BAR007ECB-AD | INSTRUMENTS AND CONTROLS B
BAR007EFC-ABAE | HYDROGEN CONTROL CABINET ST GENERATOR GAS I&C C
BAR007YBA-AAAA | AMMONIA FORWARDING SKID PIPING AND RELATED HRSG A AMMONIA FORWARDING SKID A
BAR006VEA-AAAAAB | COOLING AIR FAN BEARING AREA 88BN2 FANS COOLING AIR SYSTEM A
BAR006VEA-AAAAAE | COOLING AIR FAN TURBINE COMPARTMENT 88BT1 FANS COOLING AIR SYSTEM A
BAR006SAC-AA | COMPRESSORS C
BAR006SAC-AAAA | COMPRESSOR #1 COMPRESSORS C
BAR007MCA-AAAAAA | PHOSPHATE #1 PUMP PHOSPHATE FEED PUMPS A
BAR007WBB-ABAG | HRSG B COLD REHEATER INLET SECTION IP/COLD REHEAT PIPING AND VALVES B
BAR007WBB-AD | LP STEAM PIPING AND VALVES B
BAR007WBB-AKAH | TWIP SYSTEM I & C TWIP SYSTEM B
BAR007GAB-AAAAAB | OIL COOLER PUMP MAIN POWER TRANSFORMER 6B MAIN POWER TRANSFORMER B
BAR007HCC-AAAAAD | COOLING TOWER BIOCIDE B PUMP PUMPS CHLORINATION C
BAR007HCC-AAAA | PUMPS CHLORINATION C
BAR007VAA-ABAB | INLET FILTER EVAPORATIVE PUMP #2 INLET COOLING A
BAR007VAA-ABAF | EVAPORATIVE COOLING I & C INLET COOLING A
BAR007VAB-AAAD | INSTRUMENTS AND CONTROLS INLET AIR FILTERS B
BAR007VBA-AEAA | TANK LUBE OIL FILTERS & PIPING TANKS A
BAR007KCC-ABAF | BREAKER FRAME 4B B SS TRANSFORMER 4160 VOLT C
BAR007KEC-AAAA | STATION BATTERY BANK DC ELECTRICAL C
BAR007LAC-AB | HOTWELL C
BAR007LAC-ADABAF | NO. 2 CONDENSER RECIRCULATION PUMP CONDENSER VACUUM PUMP 6B SKID VACUUM PUMPS C
BAR007VDB-AA | TURNING GEAR B
BAR007VEA-AAAAAB | COOLING AIR FAN BEARING AREA 88BN2 FANS COOLING AIR SYSTEM A
BAR006PAA-AC | COMPARTMENT ACCESSORY A
BAR006RAC-AB | FIRE PROTECTION STATIONS C
BAR006WCA-AAAB | TUBING SUPERHEATER #1 HP TUBING A
BAR006WCA-AFAB | HRSG A LP FEEDWATER PREHEATER SECTION FEEDWATER PREHEATER TUBING A
BAR006WEA-ABAA | HRSG A CONDENSATE RECIRCULATING PIPING AND VALVES PIPING VALVES AND RELATED EQUIPMENT A
BAR006MCA-AAAA | PHOSPHATE FEED PUMPS A
BAR006MCA-AAAAAB | PHOSPHATE PUMP #3 HRSG A IP DRUM PHOSPHATE FEED PUMPS A
BAR006HCC-AAAA | PUMPS CHLORINATION C
BAR006WJB-AB | HRSG B BLOWDOWN VALVES CONTINUOUS & INTERMITTENT B
BAR006YBB-AAAA | AMMONIA FORWARDING SKID PIPING AND RELATED HRSG B AMMONIA FORWARDING SKID B B
BAR006YBB-AAAB | AMMONIA FORWARDING PUMPS HRSG B AMMONIA FORWARDING SKID B B
BAR006YBB-AAABAB | AMMONIA FORWARDING PUMP B AMMONIA FORWARDING PUMPS HRSG B AMMONIA FORWARDING SKID B B
BAR006HDC-ACAB | PIPING & VALVES CIRC. WATER WATER BOX TO RISER VALVES CONDENSER CIRCULATING WATER I&C C
BAR006WBB-AL | TWIP SYSTEM B
BAR006MAA-AAABAJ | LUBE OIL SKID A2 BOILER FEED PUMP A2 PUMPS A
BAR006MAB-AAAB | BOILER FEED PUMP B2 PUMPS B
BAR006WGA-AB | IP DRUM A
BAR006WGA-AEAA | HRSG A DRUMS HEADERS LINKS DRUMS TANKS I&C A
BAR006HEC-ACAD | TANK SERVICE WATER VALVES PIPING AND RELATED EQUIPMENT C
BAR006HEC-ADAB | HEAT EXCHANGER CLOSED LOOP COOLING WATER #2 SERVICE WATER I&C C
BAR006VJC-AAAA | WATER WASH PUMP PUMPS C
BAR006VJC-AD | WATER WASH I&C C
BAR006YCB-AAAAAA | DILUTION AIR FAN #1 HRSG B DILUTION AIR FAN AMMONIA SKID HRSG B B
BAR006YDA-AA | AMMONIA INJECTION GRID HRSG A A
BAR006ZBC-AB | CONTROL ROOM INDICATIONS C
BAR006LBC-ABAA | CONDENSATE PUMP MINIMUM FLOW PIPING & VALVES PIPING AND VALVES C
BAR006LBC-AA | PUMPS C
BAR006LEC-AAAA | CONDENSATE PIPING & VALVES FROM TANK TO HOTWELL VALVES PIPING AND RELATED EQUIPMENT C
BAR006LFB-AA | PIPING AND VALVES B
BAR007EBB-AB | EXCITER I&C B
BAR006ECB-ADAF | INDICATOR SEAL OIL PRESSURE DIFFERENTIAL INSTRUMENTS AND CONTROLS B
BAR006DDB-AAACAB | TRANSMITTER B FUEL GAS FLOW ORIFICE DIFF PRESS 96FF1 PIPING & VALVES SEPARATORS TO ACCESSORY MODULE B PIPING AND VALVES B
BAR006EFA-AAAB | CO2 PIPING & VALVES TO GT A GENERATOR VALVES AND PIPING A
BAR006EFA-ABAA | SWITCH A GENERATOR CO2 PRESSURE 63CT5 INSTRUMENTS AND CONTROLS A
BAR006EFB-AAAA | HYDROGEN PIPING & VALVES TO GT B GENERATOR VALVES AND PIPING B
BAR006FAC-ABAQAB | PROBE THRUST BRG. AXIAL POS #1 ZP201A TURBINE PROTECTION HIGH PRESSURE I&C C
BAR006FAC-ABAQAG | PROBE NO. 1 BRG VIBRATION YAXIS VP1YD TURBINE PROTECTION HIGH PRESSURE I&C C
BAR006FJC-ABAAAKAR | TRANSMITTER LOW PRESSURE STEAM DRAIN LEVEL LPSLT100 INSTRUMENTS AND CONTROLS TWIP SYSTEM @ STEAM TURBINE TWIP SYSTEM C
BAR006GAA-AAAAABAB | MOTOR OIL COOLER PUMP MAIN POWER TRANSFORMER 6A MAIN POWER TRANSFORMER A
BAR006GAA-AAAAAF | CIRCUIT BREAKER MAIN TRANSFORMER COOLING SUPPLY MAIN POWER TRANSFORMER 6A MAIN POWER TRANSFORMER A
BAR006GAB-AAAAACAB | MOTOR COOLING FAN MAIN POWER TRANSFORMER 6B MAIN POWER TRANSFORMER B
BAR006HKC-AAAAAJAE | TRANSMITTER COOLING TOWER BASIN LEVEL CWLT001 CIRCULATING WATER MAKEUP PIPING & VALVES @ TOWER COOLING TOWER STRUCTURE AND BASIN FORCED DRAFT COOLING TOWER C
BAR006FAC-ABAQAY | PROXIMITER NO. 3 BRG YAXIS FOR VP3YD TURBINE PROTECTION HIGH PRESSURE I&C C
BAR006HKC-AAABAEAD | SWITCH E COOLING TOWER FAN OIL LEVEL COOLING TOWER FAN E CWCLE FANS FORCED DRAFT COOLING TOWER C
BAR006EAA-ABAF | MONITOR BEARING METAL TEMPGENERATOR BEARING #2 GENERATOR I&C A
BAR006EAA-ABAH | SENSOR NONCONT GEN COUPLING END VIBRATION GENERATOR I&C A
BAR006FDC-AAAAAD | VALVE SUCTION HYDRAULIC HEATING AND COOLING CIRC PUMP PUMPS C
BAR006FDC-AAADAC | VALVE DISCHARGE HYDRAULIC FLUID PUMP #2 PUMPS C
BAR006FDC-ABAA | VALVE A AUX HYDRAULIC OIL SUPPLY PUMP PRESSURE RELIEF VR221 PIPING AND VALVES C
BAR007BFA-AAAA | STACK A STACK HRSG A
BAR007H | GENERAL SERVICE WATER
BAR006VEA-AAAAAGAB | MOTOR 88VG1 LOAD COMPARTMENT COOLING AIR FAN 88VG1 FANS COOLING AIR SYSTEM A
BAR006VBB-AEABAD | SWITCH B LO HEADER HIGH TEMP TRIP 26QT1A LUBE OIL TANK FILTERS & PIPING I & C TANKS B
BAR006VEA-ACAAAA | SWITCH A COMPRESSOR BLEED VLV LIMIT 33CB1 COOLING & SEALING AIR SYSTEM COOLING SYSTEM I&C A
BAR006VJC-AAAAAD | VALVE DISCHARGE WATER WASH PUMP PUMPS C
BAR006VEB-AAAAAHAB | MOTOR 88VG2 LOAD COMPARTMENT COOLING AIR FAN 88VG2 FANS COOLING AIR SYSTEM B
BAR006VBA-AEABAG | SWITCH A LOW LUBE OIL LEVEL ALARM 71QL1 LUBE OIL TANK FILTERS & PIPING I & C TANKS A
BAR006VEB-ACAAAC | SWITCH B COMPRESSOR BLEED VLV LIMIT 33CB3 COOLING & SEALING AIR SYSTEM COOLING SYSTEM I&C B
BAR006VGA-AEAH | SHROUDS 3ND STAGE TURBINE A
BAR006VGB-ABAX | BLADES STAGE 11 STATIONARY COMPRESSOR B
BAR006VGB-ABAB | BLADES STAGE 0 STATIONARY COMPRESSOR B
BAR006VGB-ABAM | BLADES STAGE 6 STATIONARY COMPRESSOR B
BAR006VAA-AEABAE | SWITCH A THERMOSTAT ACC. COMP. L.O. REGION 26HL3 HEAT & VENT SYSTEM AIR AND GAS I&C A
BAR006VGB-ACAD | VALVE COMPRESSOR BLEED #4 COMPRESSOR PIPING AND VALVES B
BAR007VBB-ABAB | EXCHANGER LUBE OIL HEAT LOHX2 COOLERS B
BAR007VKA-ABAAAM | THERMOCOUPLE AUGMENTATION STEAM A TEMP ASATESTAJ1A STEAM INJECTION POWER AUGMENTATION WATER/STEAM INJECTION I&C A
BAR006VEA-ACAA | COOLING & SEALING AIR SYSTEM COOLING SYSTEM I&C A
BAR007VGA-AGACAB | TRANSMITTER A INLET GUIDE VANE POSITION 96TV2 VANES VARIABLE INLET GUIDE GAS TURBINE I&C A
BAR007VGB-ABBK | BLADES STAGE 17 STATIONARY COMPRESSOR B
BAR006VFA-AAAE | STRAINER DUPLEX GAS A
BAR007VGB-AAAAAB | ACTUATOR VANES VARIABLE INLET GUIDE INLET BELLMOUTH B
BAR006VGA-AAAA | VANES VARIABLE INLET GUIDE INLET BELLMOUTH A
BAR006VGB-AGAA | TURBINE PROTECTION GAS TURBINE I&C B
BAR007VBA-AAABAD | PUMP 88ES1 EMERGENCY SEAL OIL PUMP PUMPS A
BAR007VEB-ACABAA | INDICATOR BASE COOLER PRESS DIFF CLCPDI013 COOLING WATER SYSTEM COOLING SYSTEM I&C B
BAR006VBA-AAAA | EMERGENCY LUBE OIL PUMP PUMPS A
BAR006VBA-AEAAAA | HEATER A LO TANK IMMERSION 23QT123 TANK LUBE OIL FILTERS & PIPING TANKS A
BAR006VAB-AEACAB | SWITCH B EVAP COOLER LOW WATER LEVEL 71AC2 AIR INLET FILTER & EXHAUST SYSTEM AIR AND GAS I&C B
BAR006VFB-ABAAAA | THERMOSTAT ACCESORY COMPARTMENT GAS 26VL3 GAS FUEL SYSTEM FUEL I&C B
BAR007VFB-AAAJAA | THERMOSTAT ACCESORY COMPARTMENT GAS 26VL3 GAS FUEL SYSTEM I & C GAS B
BAR007VEA-ABAAAB | BREAKER EXHAUST FRAME FAN #1 EXHAUST FRAME COOLING A
BAR006BHB-AAAL | UNIT HRSG B UPS CEMS UNINTERRUPTABLE POWER SUPPLY
BAR006FJC-AA | VALVES C
BAR007HBC | C
BAR006YAC | C
BAR006FE | TURBINE STEAM SEAL
BAR007EBB | B
BAR007ZBC | C
BAR006YDA | A
BAR006 | UNIT 006
BAR006BHB-AAAH | PROBE HRSG B CEMS DILUTION
BAR006BHC-AA | CEMS C
BAR006LHC | C
BAR006FDC-AEAA | HYDRAULIC OIL SYSTEM EHC HYDRAULIC CONTROLS I&C C
BAR006BHB-AA | CEMS EQUIPMENT HRSG B B
BAR006DDB-ABAA | NATURAL GAS HEATER FEEDWATER HEATERS B
BAR006EBA-AA | GAS TURBINE EXCITER A
BAR006ECC-AA | VALVES AND PIPING C
BAR006MAA | A
BAR006WJA | A
BAR007VG | GAS TURBINE
BAR007WH | DUCT BURNER
BAR006SAC | C
BAR006WFB | B
BAR007HK | COOLING TOWER
BAR007MC | FEEDWATER CHEMICAL INJECTION
BAR006PAB | B
BAR007FE | TURBINE STEAM SEAL
BAR007GB | SWITCHYARD MAIN LINE
BAR007BHA | A
BAR006FA | HIGH PRESSURE
BAR006ED | MAIN GENERATOR BUS
BAR006FFC | C
BAR006FHC | C
BAR006FJ | TURBINE STEAM VALVES
BAR006GD | SWITCHYARD AUTOBANK
BAR006LB | CONDENSATE PUMPS
BAR006HCC | C
BAR006WEA | A
BAR006WEB | B
BAR006RC | CARBON DIOXIDE
BAR006LG | GLAND STEAM EXHAUSTER
BAR006VD | STARTING SYSTEM
BAR006VF | FUEL SYSTEM
BAR006KCA | A
BAR006WH | DUCT BURNER
BAR006YB | AMMONIA FORWARDING SYSTEM
BAR006KCC | C
BAR006EDA | A
BAR006EFA | A
BAR006VGB | B
BAR006WBA-AEAFAB | THERMOCOUPLE HP STEAM BYPASS A TEMP HPBATE104 HRSG A STEAM BYPASS SYSTEM HP I & C HP BYPASS PIPING AND VALVES A
BAR006MAB-ACADAE | TRANSMITTER IP B FEEDWATER PRESSURE FWBPT002 BFP IP DRUM FLOW SECTION BOILER FEED PUMP I&C B
BAR006MCA-ABAA | TANK PHOSPHATE DILUTION #1 TANKS A
BAR006VGB-ABAC | BLADES STAGE 1 STATIONARY COMPRESSOR B
BAR006NDB-AAAAAH | PORT HRSG B IP BOILER DRUM PH & CONDUCTIVITY SAMPLE WATER ANALYSIS SAMPLE PANEL WATER SIDE INSTRUMENTS AND CONTROLS B
BAR006WBB-ACAEAC | INDICATOR HR STEAM PRESSURE HRBPI405 HOT REHEATER I & C HOT REHEAT PIPING AND VALVES B
BAR006WCA-ADACAE | THERMOCOUPLE REHEAT NO. 2 TUBE TEMP BOILER A BLATE493B HRSG A REHEATER TUBING I & C REHEATER TUBING A
BAR006WBB-ALAC | VALVE COLD REHEAT SHUTOFF CRHMV400 TWIP SYSTEM B
BAR006WBB-ACAEAG | TRANSMITTER HR STEAM B TURBINE PRESSURE HRBPT001 HOT REHEATER I & C HOT REHEAT PIPING AND VALVES B
BAR006VJC-AAAAAB | PUMP WATER WASH PUMP PUMPS C
BAR006WBB-AHAA | VALVE 6B IP BYPASS 2ND NOZ SPRAY WATER CONT VLV DSHBTV220 IP BYPASS PIPING AND VALVES B
BAR006VJC-AAAAAC | BREAKER WATER WASH PUMP PUMPS C
BAR006VJC-AAAAAE | VALVE SUCTION WATER WASH PUMP PUMPS C
BAR006NDC-AAABAE | ANALYZER DISSOLVED OXYGEN BOTTOM EAST WATER ANALYSIS ANALYZER PANEL INSTRUMENTS AND CONTROLS C
BAR006NDC-AAABAD | ANALYZER COND PUMP DISCHARGE PH 468 WATER ANALYSIS ANALYZER PANEL INSTRUMENTS AND CONTROLS C
BAR006NDC-AAABAG | ANALYZER SILICA BOTTOM WEST 672 WATER ANALYSIS ANALYZER PANEL INSTRUMENTS AND CONTROLS C
BAR006NDC-AAABAM | ANALYZER SODIUM BOTTOM WEST 608 WATER ANALYSIS ANALYZER PANEL INSTRUMENTS AND CONTROLS C
BAR006MAA-ACACAE | TRANSMITTER HP A FEEDWATER FLOW FWAFT003 BFP HP DRUM FLOW SECTION BOILER FEED PUMP I&C A
BAR006WAC-AAAAAA | REGULATOR UNLOADING NITROGEN NITROGEN PIPING VALVES AND RELATED EQUIPMENT UNLOADING STATION C
BAR006PAB-ACAC | HEATER B ACCESSORY COMPT LO REGION 23HL3 COMPARTMENT ACCESSORY B
BAR006PAB-ADAAAAAD | VALVE DISCHARGE 3A SUMP PUMP WEST SUMP CT B AREA PUMPS B
BAR007FFC-ABAAAF | TRANSMITTER LOW LUBE OIL LEVEL TRIP & ALARM LS260C LUBE OIL CONTROL & REGULATING VALVES VALVES C
BAR006MAA-ACAA | ELEMENT FEEDWATER A FWAFE005 BOILER FEED PUMP I&C A
BAR006MAB-AAABAJAAAC | PUMP LUBE OIL PUMP BFP B2 LUBE OIL SKID BOILER FEED PUMP B2 PUMPS B
BAR006MAB-AAABAJAC | INDICATOR OIL COOLER TEMPERATURE CLCTI022 BFP B2 LUBE OIL SKID BOILER FEED PUMP B2 PUMPS B
BAR006VGA-ACAC | VALVE COMPRESSOR BLEED #3 COMPRESSOR PIPING AND VALVES A
BAR006WAC-ABAC | INDICATOR LEVEL TANK C
BAR006PAC-AKAAACAB | MOTOR A STEAM TURBINE WASTE WATER PUMP STEAM TURBINE AREA SUMP PUMPS C
BAR007FFC-AAAAAAAC | SWITCH EMERGENCY LUBE OIL PUMP START PRESS PS266 EMERGENCY DC LUBE OIL PUMP LUBE OIL PUMPS PUMPS C
BAR006MAB-ACABAB | ELEMENT HP B FEEDWATER FLOW FWBFE003 BFP HP DISCHARGE SECTION BOILER FEED PUMP I&C B
BAR006MAB-ACABAD | TRANSMITTER BFP B2 SUCTION STRAINER PRESSURE DIFFERENTIAL BFP SUCTION SECTION BOILER FEED PUMP I&C B
BAR006MAB-ACACAC | ELEMENT HP BFP B DISCH FLOW FWBFE001 BFP HP DRUM FLOW SECTION BOILER FEED PUMP I&C B
BAR006MAB-ACACAE | TRANSMITTER HP B FEEDWATER FLOW FWBFT003 BFP HP DRUM FLOW SECTION BOILER FEED PUMP I&C B
BAR006MAB-ACACAG | TRANSMITTER HP BFP B2 DISCH FLOW FWBFT005 BFP HP DRUM FLOW SECTION BOILER FEED PUMP I&C B
BAR006VGA-AEAC | BUCKETS 1ST STAGE TURBINE A
BAR006WBA-AJAA | VALVE AUGMENT STEAM ISO MOV ASAMV100 STEAM AUGMENTATION PIPING AND VALVES A
BAR006WBA-AHAKAB | THERMOCOUPLE LOW PRESSURE STEAM A DRAIN TEMP LPSTE075 TWIP SYSTEM HRSG A TWIP SYSTEM A
BAR006WBB-ABAA | VALVE C.R. STEAM ISO MOV CRBMV101 IP/COLD REHEAT PIPING AND VALVES B
BAR006WBA-ACAFAC | THERMOCOUPLE HR A ATTEMP OUT TEMP HRATE405 HOT REHEAT SPRAY WATER I & C HOT REHEAT PIPING AND VALVES A
BAR006WBB-AGADAD | THERMOCOUPLE IP STEAM BYPASS AFT SPRAY TEMP IPBBTE106 HRSG B STEAM BYPASS SYSTEM IP I & C IP BYPASS PIPING AND VALVES B
BAR006NDB-AAAAAB | PORT HRSG B DA/LP FEED PMP SUCTION PH & CONDUCTIVITY SAMPLE WATER ANALYSIS SAMPLE PANEL WATER SIDE INSTRUMENTS AND CONTROLS B
BAR006WBB-ABAGAA | ELEMENT COLD REHEAT B STEAM FLOW CRBFE101 HRSG B COLD REHEATER INLET SECTION IP/COLD REHEAT PIPING AND VALVES B
BAR006WBA-ADAD | VALVE FEEDWATER PREHEATER INLET SAFETY CDASR205 LP STEAM PIPING AND VALVES A
BAR006WBA-ADAE | VALVE HRSG A LP SUPERHEAT SAFETY LPAPSV201 LP STEAM PIPING AND VALVES A
BAR006KCD-AD | TRANSFORMER WATER TREATMENT XFMR. 4160/480V 250KVA
BAR006KCD-AL | TRANSFORMER RESERVE STATION SERVICE XFMR. 15KV/4160V 13.5/18
BAR007KCD-AC | TRANSFORMER EXCITER 7B CT 4160V/480V 1500KVA
BAR007MAB-AAABAK | COUPLING 7B2 BFP HYDRAULIC
BAR006WHA-ADAJ | TRANSMITTER MAIN GAS A HEADER PRESSURE BMAPT033 DUCT BURNERS I&C A
BAR007MAB-AAAAAJAA | LUBE OIL PUMP BFP B1 LUBE OIL SKID MOTOR DRIVEN BOILER FEED PUMP B1 PUMPS B
BAR007MAB-AAABAJAAAD | PUMP LUBE OIL MAIN SHAFT DRIVEN BFP B2 LUBE OIL SKID BOILER FEED PUMP B2 PUMPS B
BAR006VFA-ABAABC | TRANSMITTER A INTERSTAGE FUEL GAS PRESS 96FG2B GAS FUEL SYSTEM FUEL I&C A
BAR006VFB-ABAABB | TRANSMITTER B INTERSTAGE FUEL GAS PRESS 96FG2A GAS FUEL SYSTEM FUEL I&C B
BAR006VCB-ADAS | SWITCH HYDRAULIC OIL TRIP PRESS GAS STOP VALVE 63HG1 HYDRAULIC AND TRIP OIL SYSTEM I&C B
BAR006VCA-ADAM | SWITCH HYDRAULIC OIL TRIP PRESS GAS STOP VALVE 63HG1 HYDRAULIC AND TRIP OIL SYSTEM I&C A
BAR007VCB-ABAAAA | VALVE SOLENOID FUEL GAS STOP VALVE 20FG1 TRIP OIL SYSTEM B
BAR006VCB-ABAAAB | VALVE SOLENOID COMPRESSOR IGV 20TV1 TRIP OIL SYSTEM B
BAR007FAC-ABBA | TRANSMITTER HP TURB STEAM OUT PRESS CRAPT003 HIGH PRESSURE I&C C
BAR007FAC-AAAG | BEARING # 2 STEAM TURBINE HPIP C
BAR006VCA-ABAAAB | VALVE SOLENOID COMPRESSOR IGV 20TV1 TRIP OIL SYSTEM A
BAR006FAC-ABBA | TRANSMITTER HP TURB STEAM OUT PRESS CRAPT003 HIGH PRESSURE I&C C
BAR006VGA-ADABB | DETECTOR FLAME "B" CAN #12 COMBUSTION CHAMBER A
BAR007VGB-ADABD | DETECTOR FLAME "D" CAN #14 COMBUSTION CHAMBER B
BAR006VGA-ADAEAA | IGNITOR CAN #2 COMBUSTION CHAMBER A
BAR006VGB-ADAEAB | IGNITOR CAN #3 COMBUSTION CHAMBER B
BAR006VCB-ADAM | SWITCH BRG LIFT OIL SUPPLY PRESS 63QB1 HYDRAULIC AND TRIP OIL I&C B
BAR007HKC-AAABADAA | FAN COOLING TOWER FAN D CWCLD FANS FORCED DRAFT COOLING TOWER C
BAR007WBB-AAAGAD | THERMOCOUPLE HP B SUPERHEAT ATTEMP IN TEMP MSBTE012 HRSG B HP ATTEMPERATOR SECTION MAIN STEAM PIPING AND VALVES B
BAR007WBB-AAAFAG | TRANSMITTER MAIN STEAM B FLOW MSBFT001 MAIN STEAM I & C MAIN STEAM PIPING AND VALVES B
BAR007WEB-AAABAA | MOTOR ECONOMIZER RECIRCULATING PUMP #4B PUMPS B
BAR006HBC-AAAAAK | VALVE RECIRC MOV V5266 COOLING TOWER MAKEUP PUMP #1 PUMPS C
BAR006WCB-AAABAB | THERMOCOUPLE GAS TEMP INTO SPRHTR NO. 1 BOILER B BLBTE301B TUBING SUPERHEATER #1 HP TUBING B
BAR007WGB-ABAAAB | THERMOCOUPLE IP DRUM B TEMP FWBTE002 DRUM IP DRUM B
BAR007LFA-AAABAC | ELEMENT LOW PRESSURE ECON A CONDENSATE FLOW CDAFE203 INSTRUMENTS AND CONTROLS PIPING AND VALVES A
BAR007WBB-ACAEAE | TRANSMITTER HR B STEAM FLOW HRBFT001 HOT REHEATER I & C HOT REHEAT PIPING AND VALVES B
BAR006YAC-AAABAB | VALVE ISOLATION UNLOADING VAPOR ARM AMMONIA VAPOR PIPING VALVES AND RELATED EQUIPMENT UNLOADING STATION C
BAR006FCC-AAAA | DIAPHRAGM EAST RUPTURE LOW PRESSURE C
BAR006VKA-ABAAAM | THERMOCOUPLE AUGMENTATION STEAM A TEMP ASATESTAJ1A STEAM INJECTION POWER AUGMENTATION WATER/STEAM INJECTION I&C A
BAR007VAA-AEAAAD | TRANSMITTER A COMPRESSOR DISCH PRESS 96CD1B INLET AIR HEATING BLEED HEAT AIR AND GAS I&C A
BAR006WHA-AAAC | VALVE DUCT BURNER PRESS REDUCING VALVE REGULATOR A HRSG DUCT BURNER SKID A
BAR006FAC-ABAQAA | DETECTOR STC MONITOR CASE EXPANSION TURBINE PROTECTION HIGH PRESSURE I&C C DED1
BAR007FCC-ACAF | THERMOCOUPLE LOW PRESSURE STEAM LPTE2272 LOW PRESSURE I&C C
BAR007YBB-AAAAAE | VALVE ISOLATION DISCHARGE RELIEF AMMONIA FORWARDING SKID PIPING AND RELATED HRSG B AMMONIA FORWARDING SKID B
BAR007HBC-AAAAAD | PUMP COOLING TOWER MAKEUP PUMP #3 PUMPS C
BAR006VJC-ACAB | HEATER WATER WASH IMMERSION TANK 23WK1 TANKS C
BAR007VEB-AAAAAHAB | MOTOR 88VG2 LOAD COMPARTMENT COOLING AIR FAN 88VG2 FANS COOLING AIR SYSTEM B
BAR007WCB-AEABAD | THERMOCOUPLE GAS TEMP OUT OF FW PREHTR BOILER B BLBTE306D HRSG B LP FEEDWATER PREHEATER SECTION FEEDWATER PREHEATER TUBING B
BAR006WBA-AGAEAC | THERMOCOUPLE LP STEAM A BYP SPRAY WTR TEMP DSHATE005 HRSG A STEAM BYPASS SYSTEM LP I & C LP BYPASS PIPING AND VALVES A
BAR007EBC-AAAF | BREAKER GENERATOR FIELD STEAM TURBINE EXCITER C
BAR006MCB-ABAB | MOTOR PHOSPHATE DILUTION TANK #2 AGITATOR TANKS B
BAR006WCB-ACADAA | THERMOCOUPLE GAS TEMP OUT OF IP SPHTR BOILER B BLBTE304A HRSG B IP SECTION IP TUBING B
BAR006MAA-AAABAJAD | INDICATOR BFP A LUBE OIL COOLER TEMPERATURE CLCTI021 LUBE OIL SKID A2 BOILER FEED PUMP A2 PUMPS A
BAR007KCC-ABAD | BREAKER FRAME 3B COOLING TOWER B MCC TRANSFORMER 4160 VOLT C
BAR007LAC-ADABAD | BREAKER CONDENSER VACUUM PUMP 7B SKID VACUUM PUMPS C
BAR007VAB-AAAB | FILTER FINAL INLET AIR FILTERS B
BAR006WB | BOILER VALVES & PIPING
BAR006RCB-AAAA | GAS TURBINE B FIRE PROTECTION SYSTEM CO2 CO2 SYSTEM B
BAR006VBA-AB | COOLERS A
BAR006ZAC-AAAAAA | CABINETS HARDWARE ASSOCIATED WITH MARK VIe MARK VIe C
BAR006KEC-AAAA | STATION BATTERY BANK DC ELECTRICAL C
BAR007VEB-AAAAAF | COOLING AIR FAN TURBINE COMPARTMENT 88BT2 FANS COOLING AIR SYSTEM B
BAR006FJC-ABAA | TWIP SYSTEM @ STEAM TURBINE TWIP SYSTEM C
BAR007YDA | A
BAR007MCB-AAAA | PHOSPHATE FEED PUMPS B
BAR006VKB-AAAAAE | VALVE AUGMENTATION STEAM THROTTLE ASBVA42B STEAM INJECTION POWER AUGMENTATION PIPING AND VALVES B
BAR007VGA-ABACA | BLADES STAGE 1 ROTATING COMPRESSOR A
BAR007R | FIRE PROTECTION
BAR007V | COMBUSTION TURBINE
BAR007W | HRSG
BAR007FJC-ABAAAD | VALVE IP BYPASS DRAIN IPBMV175 2 INCH TWIP SYSTEM @ STEAM TURBINE TWIP SYSTEM C
BAR007FJC-ABAAAKAA | THERMOCOUPLE HOT REHEAT TEMP HRHTE300 INSTRUMENTS AND CONTROLS TWIP SYSTEM @ STEAM TURBINE TWIP SYSTEM C
BAR007FJC-ABAAAKAB | THERMOCOUPLE HOT REHEAT TWIP HRHTE003A INSTRUMENTS AND CONTROLS TWIP SYSTEM @ STEAM TURBINE TWIP SYSTEM C
BAR007VAA-ABABAD | PUMP 88AC2 INLET FILTER EVAPORATIVE PUMP #2 INLET COOLING A
BAR007FJC-ABAAAKAS | TRANSMITTER MAIN STEAM BLOWDOWN TANK LEVEL MSLT100 INSTRUMENTS AND CONTROLS TWIP SYSTEM @ STEAM TURBINE TWIP SYSTEM C
BAR007GAA-AAAAACAA | BREAKER COOLING FAN MAIN POWER TRANSFORMER 6A MAIN POWER TRANSFORMER A
BAR007VAA-ADAC | VALVE A INLET HEATING DRAIN VA301 INLET BLEED HEAT A
BAR007VAA-ADAD | VALVE A INLET HEATING ISO VM151 INLET BLEED HEAT A
BAR007VAA-AEABAE | SWITCH A THERMOSTAT ACC. COMP. L.O. REGION 26HL3 HEAT & VENT SYSTEM AIR AND GAS I&C A
BAR007WAC-ABAC | INDICATOR LEVEL TANK C
BAR007VBB-ADAAAC | BREAKER MIST ELIMINATOR A VAPOR EXTRACTION B
BAR007FJC-AAAE | VALVE HYDRAULIC OPERATED ADMISSION STEAM CONTROL ACV VALVES C
BAR007SBC-AAAB | VALVE NONESSENTIAL AIR SHUTOFF SAFV002 SERVICE AIR C VALVES PIPING AND RELATED EQUIPMENT C
BAR007FFC-ADABAT | SWITCH LOW LUBE OIL HDR PRESS ALARM & TRIP PS270C INSTRUMENTS AND CONTROLS TANKS C
BAR007FFC-ADABAX | SWITCH OIL CONDITIONER ONBOARD HEATER PERMISSIVE FLOW INSTRUMENTS AND CONTROLS TANKS C
BAR007FGC-AAAB | FRONT STANDARD FRONT STANDARD C
BAR007VBB-AEABAG | SWITCH B LOW LUBE OIL LEVEL ALARM 71QL1 LUBE OIL TANK FILTERS & PIPING I & C TANKS B
BAR007VBB-AFABAB | SWITCH B LUBE OIL BRG HEADER PRESS AUX. PUMP START 63QA1A LUBE OIL CONTROL & REGULATING VALVES I & C PIPING VALVES & RELATED EQUIPMENT B
BAR007VCA-AAAAAA | PUMP 88HQ1 HYDRAULIC PUMP #1 PUMPS A
BAR007VCA-ADAD | SWITCH A HYDRAULIC OIL SUPPLY PRESS 63HQ1A HYDRAULIC AND TRIP OIL SYSTEM I&C A
BAR007VCA-ADAE | SWITCH A HYDRAULIC OIL SUPPLY PRESS 63HQ1B HYDRAULIC AND TRIP OIL SYSTEM I&C A
BAR007FJC-AAAP | VALVE MAIN STOP B BEFORE SEAT DRAIN MOVSSV1B VALVES C
BAR007FJC-AAAG | VALVE MAIN STEAM CONTROL #1 VALVES C
BAR007VAB-AEABAF | SWITCH B TUBINE COMP. THERMOSTAT 26HT3 HEAT & VENT SYSTEM AIR AND GAS I&C B
BAR006YBB-AAAAAF | VALVE CHECK PUMP BYPASS AMMONIA FORWARDING SKID PIPING AND RELATED HRSG B AMMONIA FORWARDING SKID B B
BAR007DDA-ADAA | FILTER NORTH FINAL SEPERATOR NGASP002 FILTERS FINAL SEPARATORS A
BAR007WBA-AAAGAA | THERMOCOUPLE ATTEMPORATOR SPRAYWATER TEMP FWATE009 HRSG A HP ATTEMPERATOR SECTION MAIN STEAM PIPING AND VALVES A
BAR007HKC-AAABAAAC | MOTOR COOLING TOWER FAN A CWCLA FANS FORCED DRAFT COOLING TOWER C
BAR007GAC-AAAAACAC | FAN BLADE COOLING FAN MAIN POWER TRANSFORMER 6C MAIN POWER TRANSFORMER C
BAR007ZAC-ABAAAAAB | CABINET #12 CABINETS HARDWARE ASSOCIATED WITH OVATION OVATION C
BAR007ZAC-ABAAAAAQ | CABINET #26 CABINETS HARDWARE ASSOCIATED WITH OVATION OVATION C
BAR007ZBC-AAAH | FEEDWATER DISTRIBUTED CONTROL SYSTEM C
BAR007ZBC-ACAA | ANNUNCIATORS ANNUNCIATIONS C
BAR007VAB-ABAAAB | BREAKER INLET FILTER EVAPORATIVE PUMP #1 INLET COOLING B
BAR007VEB-AAAAAFAA | FAN COOLING AIR FAN TURBINE COMPARTMENT 88BT2 FANS COOLING AIR SYSTEM B
BAR007DDA-AAAAAFAB | TRANSMITTER A STOP/SPEED RATIO VALVE DIFF PRESS 96SR2 TRANSMITTERS GAS PIPING & VALVES HEADER TO FUEL GAS HEATER PIPING AND VALVES A
BAR007SAC-AD | PIPING AND VALVES FILTERED WATER TO AIR COMPRESSORS C
BAR007MCB-AAAAABAB | DAMPENER PHOSPHATE PUMP #4 PULSATION PHOSPHATE #4 PUMP PHOSPHATE FEED PUMPS B
BAR007VEA-ACAAAD | SWITCH A COMPRESSOR BLEED VLV LIMIT 33CB4 COOLING & SEALING AIR SYSTEM COOLING SYSTEM I&C A
BAR007VEB-ACABAB | INDICATOR BASE COOLER TEMPERATURE CLCTI016 COOLING WATER SYSTEM COOLING SYSTEM I&C B
BAR007VFA-AAAC | STRAINER DUPLEX GAS A
BAR007VFA-AAAH | VALVE A STOP/SPEED RATIO VSR1 GAS A
BAR007VFB-AAAB | PIPING MISC SS NATURAL GAS PM HEADERS B
BAR007VFB-AAAF | VALVE B FUEL GAS CONTROL VGC3 GAS B
BAR007WCB-AAAH | TUBING ECONOMIZER #3 HRSG B HP HP TUBING B
BAR007WCB-AAAJAC | THERMOCOUPLE GAS TEMP INTO HP ECONOMZER BOILER B BLBTE305D HRSG B HP ECONOMIZER SECTION HP TUBING B
BAR007VCB-AAABAE | MOTOR 88HQ2 HYDRAULIC PUMP #2 PUMPS B
BAR007VCB-ADAE | SWITCH B HYDRAULIC OIL SUPPLY PRESS 63HQ1B HYDRAULIC AND TRIP OIL SYSTEM I&C B
BAR007VGA-AAAAAB | ACTUATOR VANES VARIABLE INLET GUIDE INLET BELLMOUTH A
BAR006YEB-AAAA | SCR REACTOR HRSG B REACTORS B
BAR006ZAC-AAAAAAAA | CABINET MARK VIe CABINETS HARDWARE ASSOCIATED WITH MARK VIe MARK VIe C
BAR007WBA-AFAJAB | TRANSMITTER IP STEAM BYPASS PRESSURE IPBAPT001 HRSG A STEAM BYPASS SYSTEM IP I & C IP BYPASS PIPING AND VALVES A
BAR007WBB-ACAC | VALVE REHEAT OUTLET SAFETY HRBSR401 HOT REHEAT PIPING AND VALVES B
BAR007WBB-ACAFAA | ELEMENT RH ATTEMP B SPRAY WTR FLOW FWBFE402 HOT REHEAT SPRAY WATER I & C HOT REHEAT PIPING AND VALVES B
BAR007WBB-ADAE | VALVE HRSG B LP STEAM HDR ISO MOV LPBMV201 LP STEAM PIPING AND VALVES B
BAR007WCA-AAAFAG | THERMOCOUPLE HP SPRHTR NO. 3 TUBE TEMP BOILER A BLATE091A HRSG A HP TUBING HP TUBING A
BAR007WCA-ABAB | TUBING ECONOMIZER #2 HRSG A HP ECONOMIZER HP A
BAR007WCB-ABADAA | THERMOCOUPLE GAS TEMP OUT OF IP SPHTR BOILER B BLBTE304A HRSG B IP SECTION IP TUBING B
BAR007MAB-AAABAAAA | TRANSMITTER HP BFP 2 DISCH PRESSURE FWBPT004 PUMP FWBPU0027 BOILER FEED PUMP B2 PUMPS B
BAR007MAB-AAABAH | VALVE SUPPLY CONDENSATE THROTTLE BOILER FEED PUMP B2 PUMPS B
BAR007VGA-ABAB | BLADES STAGE 0 STATIONARY COMPRESSOR A
BAR007VGB-ABAP | BLADES STAGE 7 STATIONARY COMPRESSOR B
BAR007VGB-ABAQ | BLADES STAGE 7 ROTATING COMPRESSOR B
BAR007VGB-ABBA | BLADES STAGE 12 ROTATING COMPRESSOR B
BAR007VJC-ADAAAJ | THERMOSTATWATER WASH UNIT COMPARTMENT VENT FAN 26VW1 WATER WASH PIPING AND VALVES I&C C
BAR006YAC-AAAAAC | VALVE ISOLATION UNLOADING NITROGEN PRESSURE SWITCH NITROGEN PIPING VALVES AND RELATED EQUIPMENT UNLOADING STATION C
BAR007WBA-AGAD | VALVE SPRAYWATER SUPPLY TEMPERATURE CONTROL DSHATV240 LP BYPASS PIPING AND VALVES A
BAR007KCC-ABAB | BREAKER FRAME 8 SUPPLY FROM #5 RESERVE SS TRANSFORMER 4160 VOLT C
BAR007WBB-AEAB | VALVE MAIN STEAM TEMPERATURE CONTROL HPBBMV101 HP BYPASS PIPING AND VALVES B
BAR007KCC-ABADAA | TRANSFORMER 4160V/480V BREAKER FRAME 3B COOLING TOWER B MCC TRANSFORMER 4160 VOLT C
BAR007WBB-AEAD | VALVE SPRAY WATER SHUTOFF DCS MANUAL DSHBMV200 HP BYPASS PIPING AND VALVES B
BAR007LBC-AAABAC | STARTER CONDENSATE PUMP #2 CDPU002 PUMPS C
BAR007LBC-AAACAF | VALVE CONDENSATE MAKEUP MANUAL ISOLATION AT HOTWELL CONDENSATE QUICK FILL & MAKEUP PUMP PUMPS C
BAR007LBC-ABAAAA | VALVE CONDENSATE MINIMUM FLOW CONTROL CDFV001 CONDENSATE PUMP MINIMUM FLOW PIPING & VALVES PIPING AND VALVES C
BAR007MAA-AAABAAAA | TRANSMITTER HP BFP 2 DISCH PRESSURE FWAPT004 PUMP FWAPU0027 BOILER FEED PUMP A2 PUMPS A
BAR007PAC-AD | BUILDING BAC C
BAR007VEA-AAAAABAC | BREAKER COOLING AIR FAN BEARING AREA 88BN2 FANS COOLING AIR SYSTEM A
BAR006ZAC-ABAAAAAH | CABINET #18 CABINETS HARDWARE ASSOCIATED WITH OVATION OVATION C
BAR006YAC-AAABAA | ARM UNLOADING AMMONIA VAPOR AMMONIA VAPOR PIPING VALVES AND RELATED EQUIPMENT UNLOADING STATION C
BAR007WGB-ABAAAH | TRANSMITTER IP DRUM PRESSURE BOILER B BLBPT149 DRUM IP DRUM B
BAR007WGB-ACAAAB | TRANSMITTER LP DRUM LEVEL BOILER B BLBLT240 DRUM LP DRUM B
BAR007WGB-AEAAAC | GAUGE TEMPORARY BOILOUT LEVEL GAUGE B BOILER BLBLG130B HRSG B DRUMS HEADERS LINKS DRUMS & TANKS I&C B
BAR007DDB-AAAAAA | VALVE PRESSURE CONTROL NGBPV002 GAS PIPING & VALVES HEADER TO FUEL GAS HEATER PIPING AND VALVES B
BAR007WBA-AAAGAF | THERMOCOUPLE HP STEAM A BYP SPRAY WTR TEMP DSHATE002 HRSG A HP ATTEMPERATOR SECTION MAIN STEAM PIPING AND VALVES A
BAR007WBA-ABAGAA | ELEMENTELEMENT COLD REHEAT A STEAM FLOW CRAFE101 HRSG A COLD REHEATER I & C IP/COLD REHEAT PIPING AND VALVES A
BAR007HBC-AAAAAE | TRANSMITTER COOL TWR MAKEUP 1 PRESSURE CWMPT001 COOLING TOWER MAKEUP PUMP #3 PUMPS C
BAR007HBC-AAABAA | VALVE DISCHARGE ISOLATION COOLING TOWER MAKEUP PUMP #4 PUMPS C
BAR007HBC-AAABAG | VALVE AIR RELEASE AT MAKEUP V900 COOLING TOWER MAKEUP PUMP #4 PUMPS C
BAR007WGB-AEAAAH | GAUGE TEMPORY BOILOUT LEVEL GAUGE BOILER B BLBLG232B HRSG B DRUMS HEADERS LINKS DRUMS & TANKS I&C B
BAR007YAC-AAABAE | VALVE ISOLATION UNLOADING VAPOR PRESSURE GAUGE AMMONIA VAPOR PIPING VALVES AND RELATED EQUIPMENT UNLOADING STATION C
BAR007DDA-AAABAB | VALVE FUEL GAS TEMPERATURE CONTROL FWATV010 FEEDWATER PIPING AND VALVES FOR FUEL GAS HEATER PIPING AND VALVES A
BAR007WBA-ABAGAL | THERMOCOUPLE COLD REHEAT STEAM TEMP CRATE150 HRSG A COLD REHEATER I & C IP/COLD REHEAT PIPING AND VALVES A
BAR007HKC-AAABADAB | GEARBOX COOLING TOWER FAN D CWCLD FANS FORCED DRAFT COOLING TOWER C
BAR007HKC-AAABADAD | SWITCH D COOLING TOWER FAN OIL LEVEL COOLING TOWER FAN D CWCLD FANS FORCED DRAFT COOLING TOWER C
BAR007HKC-AAABAEAC | MOTOR COOLING TOWER FAN E CWCLE FANS FORCED DRAFT COOLING TOWER C
BAR007HBC-AAABAK | VALVE RECIRC MOV COOLING TOWER MAKEUP PUMP #4 PUMPS C
BAR007HCC-AAAAABAC | BREAKER SODIUM BISULFITE METERING PUMP B PUMPS CHLORINATION C
BAR007HCC-AAAAABAD | VALVE ISOLATION DISCHARGE SODIUM BISULFITE METERING PUMP B PUMPS CHLORINATION C
BAR007HCC-AAAAACAB | MOTOR COOLING TOWER BIOCIDE A PUMP PUMPS CHLORINATION C
BAR007NDB-AAAAAB | ANALYZER DA/LP FEED PUMP SUCTION HRSG B PH 276 WATER ANALYSIS ANALYZER PANEL INSTRUMENTS AND CONTROLS B
BAR007NDA-AAAAAM | ANALYZER LP ADMISSION STEAM HRSG A PH 116 WATER ANALYSIS ANALYZER PANEL INSTRUMENTS AND CONTROLS A
BAR007NDB-AAAAAD | ANALYZER HP BOILER DRUM HRSG B PH 404 WATER ANALYSIS ANALYZER PANEL INSTRUMENTS AND CONTROLS B
BAR007YAC-ABAAAC | BREAKER AMMONIA COMPRESSOR COMPRESSORS C
BAR007YAC-ABAAAH | VALVE BYPASS COMPRESSOR AMMONIA COMPRESSOR COMPRESSORS C
BAR007YAC-ABAAAJ | VALVE ISOLATION COMPRESSOR DISCHARGE FUTURE TANK NORTH AMMONIA COMPRESSOR COMPRESSORS C
BAR007YAC-ADABAA | VALVE ISOLATION LIQUID FILL LINE PRESSURE TRANSMITTER AMMONIA PIPING AND VALVES C TO BOTH TANKS TANKS C
BAR007VBA-AAAAAD | PUMP 88QE1 EMERGENCY LUBE OIL PUMP PUMPS A
BAR007VBA-AAACAA | MOTOR 88QA1 LUBE OIL #1 PUMP PUMPS A
BAR007WHA-AAAEAB | MOTOR DUCT BURNER SCANNER COOLING FAN #2 HRSG A DUCT BURNER SKID A
BAR007HKC-AAABAFAB | GEARBOX COOLING TOWER FAN F CWCLF FANS FORCED DRAFT COOLING TOWER C
BAR007VAB-ADAC | VALVE B INLET HEATING DRAIN VA301 INLET BLEED HEAT B
BAR007VAB-AEAAAD | TRANSMITTER B COMPRESSOR DISCH PRESS 96CD1B INLET AIR HEATING BLEED HEAT AIR AND GAS I&C B
BAR007VAB-AEAAAH | TRANSMITTER B INLET HEATING CONTROL VALVE POSITION 96TH1 INLET AIR HEATING BLEED HEAT AIR AND GAS I&C B
BAR007DDB-AEAG | VALVE OUTLET ISOLATION SOUTH FILTERS FINAL SEPARATORS B
BAR007DDB-AAADAD | TRANSMITTER B GAS FUEL NOZZLE PRESS 96GC8 GAS REGULATING & SAFETY SHUTOFF VALVES B PIPING AND VALVES B
BAR007WEA-AAAAAD | VALVE DISCHARGE CHECK ECONOMIZER RECIRCULATING PUMP #3A PUMPS A
BAR007VGB-ACAD | VALVE COMPRESSOR BLEED #4 COMPRESSOR PIPING AND VALVES B
BAR007DDB-AEAHAB | TRANSMITTER LOCATED ON FILTER SEPERATOR LEVEL NGBLT01A TRANSMITTERS FILTERS FINAL SEPARATORS B
BAR006WJA-ACAE | THERMOCOUPLE HOT REHEAT BLOWDOWN HRHTE150 BLOWDOWN I&C A
BAR006YAC-ABAAAA | COMPRESSOR AMMONIA COMPRESSOR COMPRESSORS C
BAR007WCA-ABADAA | THERMOCOUPLE GAS TEMP INTO HP ECONOMZER BOILER A BLATE305A INSTRUMENTS AND CONTROLS ECONOMIZER HP A
BAR007WEA-AAABAB | BREAKER ECONOMIZER RECIRCULATING PUMP #4A PUMPS A
BAR007MCA-AAAAAAAB | DAMPENER PHOSPHATE PUMP #1 PULSATION PHOSPHATE #1 PUMP PHOSPHATE FEED PUMPS A
BAR007HEC-ACAB | VALVE CLC WATER TANK LVL CONTROL CDMFV003 TANKS C
BAR007WJA-ABAB | VALVE HRSG A HP EVAP. BLOWDOWN MOV HPAMV066B HRSG A BLOWDOWN VALVES CONTINUOUS & INTERMITTENT A
BAR007WJA-ACAC | INDICATOR BLOW DOWN TANK A TEMPERATURE BLATI301 BLOWDOWN I&C A
BAR007WJB-ABAE | VALVE HRSG B LP EVAP. BLOWDOWN MOV LPBMV266B HRSG B BLOWDOWN VALVES CONTINUOUS & INTERMITTENT B
BAR007VEA-AAAAAFAB | MOTOR 88BT2 COOLING AIR FAN TURBINE COMPARTMENT 88BT2 FANS COOLING AIR SYSTEM A
BAR007VGB-AGADAB | TRANSMITTER B EXHAUST DUCT PRESSURE 96EP2 MARK VIe CONTROL SYSTEM GAS TURBINE I&C B
BAR007VJC-AAAAAB | MOTOR 88TW1 WATER WASH PUMP PUMPS C
BAR006ZBC-AAAF | STATION SERVICE DISTRIBUTED CONTROL SYSTEM C
BAR006ZBC-AAAJ | WATER TREATMENT DISTRIBUTED CONTROL SYSTEM C
BAR006ZBC-AAAL | COMBUSTION TURBINE DISTRIBUTED CONTROL SYSTEM C
BAR007DDA-AAADAD | TRANSMITTER A GAS FUEL NOZZLE PRESS 96GC8 GAS REGULATING & SAFETY SHUTOFF VALVES A PIPING AND VALVES A
BAR006WCB-AAAAAAAD | THERMOCOUPLE HP EVAPORATOR TUBE TEMP BOILER B BLBTE098A HRSG B HP EVAPORATOR SECTION TUBING EVAPORATOR HP TUBING B
BAR006WCB-AAAAAAAE | THERMOCOUPLE HP EVAPORATOR TUBE TEMP BOILER B BLBTE096B HRSG B HP EVAPORATOR SECTION TUBING EVAPORATOR HP TUBING B
BAR006WCB-AAAAAAAF | THERMOCOUPLE HP EVAPORATOR TUBE TEMP BOILER B BLBTE097B HRSG B HP EVAPORATOR SECTION TUBING EVAPORATOR HP TUBING B
BAR006WCB-AAACAB | THERMOCOUPLE GAS TEMP OUT OF SPRHTR NO. 2 BOILER B BLBTE302B TUBING SUPERHEATER #2 HP TUBING B
BAR007WBB-AAAFAF | TRANSMITTER MAINSTEAM B PRESSURE MSBPT007 MAIN STEAM I & C MAIN STEAM PIPING AND VALVES B
BAR007WBB-AFADAF | THERMOCOUPLE IP STEAM BYPASS B TEMP IPBBTE104 HRSG B STEAM BYPASS SYSTEM IP I & C IP BYPASS PIPING AND VALVES B
BAR007WBB-AFADAG | THERMOCOUPLE IP STEAM BYPASS B TEMP IPBBTE105 HRSG B STEAM BYPASS SYSTEM IP I & C IP BYPASS PIPING AND VALVES B
BAR007WBB-AFADAH | TRANSMITTER IP STEAM BYPASS PRESSURE IPBBPT001 HRSG B STEAM BYPASS SYSTEM IP I & C IP BYPASS PIPING AND VALVES B
BAR007WBB-AKAE | VALVE B LOW PRESSURE STEAM MOV LPSMV050 TWIP SYSTEM B
BAR007WBB-AKAHAC | THERMOCOUPLE MAINSTEAM B DRAIN MSTE200 TWIP SYSTEM I & C TWIP SYSTEM B
BAR007WCA-AFABAA | THERMOCOUPLE GAS TEMP OUT OF FW PREHTR BOILER A BLATE306C HRSG A LP FEEDWATER PREHEATER SECTION FEEDWATER PREHEATER TUBING A
BAR007WCB-AAAAAA | THERMOCOUPLE HP EVAPORATOR TUBE TEMP BOILER B BLBTE096A TUBING EVAPORATOR HP TUBING B
BAR007MAA-ABABAA | VALVE HP DISCHARGE ISOLATION FWAMV084 BFP HP DRUM FLOW PIPING & VALVES HRSG A PIPING AND VALVES A
BAR007MCA-AAAAABAD | PUMP PHOSPHATE #3 PUMP PHOSPHATE FEED PUMPS A
BAR007HEC-AEAE | INDICATOR COND MAKEUP PRESSURE CWMPI001 SERVICE WATER I&C C
BAR007RCB-ABAAAA | SWITCH INITIAL DISCH PRESS ZONE1 80FP1 GAS TURBINE B FIRE PROTECTION SYSTEM CO2 CO2 I&C B
BAR007RCB-ABAAAH | SWITCH INITIAL DISCH PRESS ZONE2 80FP2 GAS TURBINE B FIRE PROTECTION SYSTEM CO2 CO2 I&C B
BAR007SAC-AAAAAAAC | INDICATOR AIR COMP A INTER COOLER PRESSURE CLCPI004 COMPRESSOR COMPRESSOR #1 COMPRESSORS C
BAR007SAC-AAAAAC | BREAKER COMPRESSOR #1 COMPRESSORS C
BAR007SAC-AAABAAAB | INDICATOR AIR COMP B AFTER COOLER TEMPERATURE CLCTI001 COMPRESSOR COMPRESSOR #2 COMPRESSORS C
BAR007VGA-AFAA | BEARING TURBINE #1 BEARINGS A
BAR007YBA-AAAAAK | VALVE ISOLATION FORWARDING SKID SUPPLY AMMONIA FORWARDING SKID PIPING AND RELATED HRSG A AMMONIA FORWARDING SKID A
BAR007VKB-AAAAAK | VALVE TRAIN B AUGMENTATION STEAM CONTROL DRAIN VALVE STEAM INJECTION POWER AUGMENTATION PIPING AND VALVES B
BAR007VKB-ABAAAE | SWITCH B STEAM AUG STOP VALVE LIMIT 33AJ1 STEAM INJECTION POWER AUGMENTATION WATER/STEAM INJECTION I&C B
BAR007DDA-ABAAAB | HEATER NGAHX001 NATURAL GAS HEATER FEEDWATER HEATERS A
BAR007WBB-ABAC | VALVE C.R. STEAM ISO MOV CRBMV101 IP/COLD REHEAT PIPING AND VALVES B
BAR007WBB-AAAGAE | THERMOCOUPLE HP B SUPERHEAT ATTEMP OUT TEMP MSBTE005 HRSG B HP ATTEMPERATOR SECTION MAIN STEAM PIPING AND VALVES B
BAR007WBB-ABAE | VALVE REHEAT INLET SAFETY CRBSR403 IP/COLD REHEAT PIPING AND VALVES B
BAR007WBB-ABAGAC | INDICATOR INTERM PRESS B STEAM PRESSURE CRBPI105 HRSG B COLD REHEATER INLET SECTION IP/COLD REHEAT PIPING AND VALVES B
BAR007LFA-AAAAAA | VALVE CONDESATE SUPPLY SHUTOFF CDAMV284 CONDENSATE TO HRSG A PIPING & VALVES PIPING AND VALVES A
BAR007LGC-AAAC | BREAKER GLAND SEAL STEAM EXHAUSTER C
BAR007HCC-AAAAAEAA | PUMP WTPU03A SCALE INHIBITOR METERING PUMP A PUMPS CHLORINATION C
BAR007VDA-ABAA | INDICATOR LCI COOLER PRESSURE DIFFCLCPDI011 THIS IS A SHARED COMPONENT WITH CT'S A&B STARTING SYSTEM AND TURNING GEAR I&C A
BAR007YBB-AAAAAD | VALVE ISOLATION SUCTION RELIEF AMMONIA FORWARDING SKID PIPING AND RELATED HRSG B AMMONIA FORWARDING SKID B
BAR007YBB-AAAAAG | VALVE RELIEF PUMP SUCTION A AMMONIA FORWARDING SKID PIPING AND RELATED HRSG B AMMONIA FORWARDING SKID B
BAR007WBA-ACAEAF | TRANSMITTER HOT REHEAT PRESS DIFF HRHPDT206A HOT REHEAT INSTRUMENTS AND CONTROLS HOT REHEAT PIPING AND VALVES A
BAR007WBA-ACAEAE | THERMOCOUPLE HR A STEAM TEMP HRATE401 HOT REHEAT INSTRUMENTS AND CONTROLS HOT REHEAT PIPING AND VALVES A
BAR007WBA-ACAFAB | THERMOCOUPLE HR A ATTEMP IN TEMP HRATE412 HOT REHEAT SPRAY WATER I & C HOT REHEAT PIPING AND VALVES A
BAR007LAC-ADABAC | VALVE S.T VACUUM SUCTION MOV VAMV001B CONDENSER VACUUM PUMP 7B SKID VACUUM PUMPS C
BAR007WGA-AEAAAN | INDICATOR DRUM LEVEL BOILER A BLALI234 HRSG A DRUMS HEADERS LINKS DRUMS TANKS I&C A
BAR007HCC-AAACAC | TANK SCALE INHIBITOR DEPOSITROL @ COOLING TOWER TANKS CHLORINATION C
BAR007NDC-AAAAAB | INDICATOR BOILER WATER ANALYSIS PANEL TEMPERATURE CLCTI023 WATER ANALYSIS SAMPLE PANEL WATER SIDE INSTRUMENTS AND CONTROLS C
BAR007YCA-AAACAB | TRANSMITTER AMMONIA DIL FAN DISCH FLOW SCAFIT501 AMMONIA VAPORIZATION I&C AMMONIA SKID HRSG A A
BAR007YCB-AAAAAAAC | MOTOR DILUTION AIR FAN #1 HRSG B DILUTION AIR FAN AMMONIA SKID HRSG B B
BAR007HKC-AAABAKAB | GEARBOX COOLING TOWER FAN K CWCLK FANS FORCED DRAFT COOLING TOWER C
BAR007WGB-AAAAAE | TRANSMITTER HP DRUM LEVEL BOILER B BLBLT044 DRUM HP DRUM B
BAR007YEB-AAAA | SCR REACTOR HRSG B REACTORS B
BAR007ZAC-AAAAABAB | SERVER MARK VIe ENGINEERING CONSOLE HARDWARE ASSOCIATED WITH MARK VIe MARK VIe C
BAR006WGB-AAAAAA | TRANSMITTER HP DRUM LEVEL BOILER B BLBLT040 DRUM HP DRUM B
BAR006WGB-AAAB | VALVE SAFETY BLBPSV002 HP DRUM B
BAR006WGB-AAAC | VALVE SAFETY BLBPSV003 HP DRUM B
BAR006WGB-ACAAAC | TRANSMITTER LP DRUM LEVEL BOILER B BLBLT248 DRUM LP DRUM B
BAR006WCB-ABADAE | THERMOCOUPLE HP ECON FEEDWATER B OUT TEMP FWBTE020 HRSG B HP ECONOMIZER SECTION I & C ECONOMIZER HP B
BAR006WCB-ABADAB | THERMOCOUPLE GAS TEMP INTO HP ECONOMZER BOILER B BLBTE305C HRSG B HP ECONOMIZER SECTION I & C ECONOMIZER HP B
BAR006WCB-ABADAD | THERMOCOUPLE HP ECON FEEDWATER B IN TEMP FWBTE024 HRSG B HP ECONOMIZER SECTION I & C ECONOMIZER HP B
BAR006WCB-ACAC | TUBING SUPERHEATER IP TUBING B
BAR006WCB-ADACAD | THERMOCOUPLE REHEAT NO. 2 TUBE TEMP BOILER B BLBTE493B HRSG B REHEATER TUBING REHEATER TUBING B
BAR007EDB-AA | GENERATOR TERMINAL ENCLOSURE B B
BAR007FAC-ABAJ | TRANSMITTER MAIN STEAM PRESS DIFF MSPDT203A HIGH PRESSURE I&C C
BAR006WDB-AA | STRUCTURE STEEL HRSG B B
BAR006YBB-AAABABAE | GLASS SIGHT PUMP MINIMUM FLOW AMMONIA FORWARDING PUMP B AMMONIA FORWARDING PUMPS HRSG B AMMONIA FORWARDING SKID B B
BAR007EAC-AAAG | STATOR GENERATOR STEAM TURBINE C
BAR007EBC-AAAD | COUPLING STEAM TURBINE EXCITER C
BAR007EFA-ABAC | SWITCH A HYDROGEN HEADER SUPPLY PRESS 63HH1 INSTRUMENTS AND CONTROLS A
BAR007FCC-AAAD | BEARING #3 LOW PRESSURE C
BAR007EFC-ABAB | TRANSMITTER ST GENERATOR GAS PRESS PT290 GAS I&C C
BAR007FDC-ADABAC | BREAKER STEAM TURBINE HYDRAULIC COOLING FAN #2 MISCELLANEOUS EQUIPMENT C
BAR006WEB-AAABAF | PUMP ECONOMIZER RECIRCULATING PUMP #4B PUMPS B
BAR006YAC-ABAAAJ | VALVE RELIEF COMPRESSOR LIQUID TRAP AMMONIA COMPRESSOR COMPRESSORS C
BAR006WGB-AEAAAM | INDICATOR DRUM LEVEL BOILER B BLBLI033 HRSG B DRUMS HEADERS LINKS DRUMS & TANKS I&C B
BAR006WHA-AAAA | FILTER GAS SUPPLY TO DUCT BURNER DUCT BURNER SKID A
BAR007EAA-ABAD | DRAIN LUBE SYSTEM TEMPGENERATOR #2 BEARING DRAIN GENERATOR I&C A
BAR006YAC-ADAAAA | TANK ANHYDROUS AMMONIA AMMONIA STORAGE TANK AND ASSOCIATED EQUIPMENT TANKS C
BAR006YAC-ADAAAD | VALVE RELIEF TANK PRESSURE AMMONIA STORAGE TANK AND ASSOCIATED EQUIPMENT TANKS C
BAR006YBB-AAAAAA | STRAINER SKID FORWARDING AMMONIA FORWARDING SKID PIPING AND RELATED HRSG B AMMONIA FORWARDING SKID B B
BAR007EAB-ABAD | MONITOR BEARING METAL TEMPGENERATOR BEARING #1 GENERATOR I&C B
BAR006YCB-AAAAAAAB | BREAKER DILUTION AIR FAN #1 HRSG B DILUTION AIR FAN AMMONIA SKID HRSG B B
BAR007EAB-ABAG | SENSOR NONCONT GEN COUPLING END VIBRATION GENERATOR I&C B
BAR007ECC-AAAB | REGULATOR HYDROGEN SIDE VALVES AND PIPING C
BAR007FAC-AAAA | BEARING THRUST HIGH PRESSURE C
BAR007FAC-AAAE | VALVE SPRAY WATER SHUTOFF DCS MANUAL DSHMV365 HIGH PRESSURE C
BAR006WGA-AAAAAF | TRANSMITTER HP DRUM PRESSURE BOILER A BLAPT049 DRUM HP DRUM A
BAR006WGA-ABAC | VALVE SAFETY BLAPSV102 IP DRUM A
BAR006WGA-ACAAAA | INDICATOR LP DRUM PRESSURE BOILER A BLAPI210 DRUM LP DRUM A
BAR006WGA-AEAAAC | GAUGE DRUM LEV GAUFGE/WTR COL ASSEMBLY A BOILER BLALG132 HRSG A DRUMS HEADERS LINKS DRUMS TANKS I&C A
BAR006WHA-ACAB | PIPING & VALVES INTERCONNECTING SKID TO BURNERS HRSG A GAS PIPING AND VALVES A
BAR007EAB-ABAL | TRANSMITTER GENERATOR ROTOR FAN PRESS DIFF PDT292 GENERATOR I&C B
BAR007EAC-ABAK | INDICATOR STEAM TURB H2 COOLER TEMPERATURE CLCTI009 GENERATOR I&C C
BAR007EAC-ABAH | INDICATOR STEAM TURB H2 COOLER TEMPERATURE CLCTI007 GENERATOR I&C C
BAR007EBB-AAAD | COUPLING GAS TURBINE EXCITER B
BAR007FAC-ABAQAW | PROBE NO. 3 BRG VIBRATION YAXIS VP3YD TURBINE PROTECTION HIGH PRESSURE I&C C
BAR007FDC-ADAAAB | FAN STEAM TURBINE HYDRAULIC COOLING FAN #1 MISCELLANEOUS EQUIPMENT C
BAR007FAC-ABAQBR | SWITCH PROXIMITY SWITCH LOCKOUT VALVE #2 RESET ZE5011B TURBINE PROTECTION HIGH PRESSURE I&C C
BAR006YAC-ADABAE | VALVE RELIEF AMMONIA RETURN PIPING PRESSURE AMMONIA PIPING AND VALVES C TO BOTH TANKS TANKS C
BAR006WHB-AAAEAA | FAN DUCT BURNER SCANNER COOLING FAN #2 HRSG B DUCT BURNER SKID B
BAR006WHB-ADAB | INDICATOR BURNER SKID B GAS PRESS BMBPI029 DUCT BURNERS I&C B
BAR006YCB-AAAAABAA | FAN DILUTION AIR FAN #2 HRSG B DILUTION AIR FAN AMMONIA SKID HRSG B B
BAR006WBB-AKAA | VALVE SPRAY WATER SHUTOFF DCS MANUAL DSHBMV280 LP BYPASS ATTEMPERATOR SPRAY & VALVES B
BAR006WBB-ADAFAA | INDICATOR LP B ADMISSION STEAM PRESSURE LPBPI205 INSTRUMENTS AND CONTROLS LP STEAM PIPING AND VALVES B
BAR006VGB-AEAJ | BUCKETS 3ND STAGE TURBINE B
BAR006WBB-AKAB | VALVE SPRAYWATER SUPPLY TEMPERATURE CONTROL DSHBTV240 LP BYPASS ATTEMPERATOR SPRAY & VALVES B
BAR006WBB-AMAB | VALVE SPRAY WATER SUPPLY TEMP CONTROL DSHBFV301 STEAM AUGMENTATION PIPING AND VALVES B
BAR006WBB-AJAA | VALVE LP STEAM BYP ISO MOV LPBBMV100 LP BYPASS PIPING AND VALVES B
BAR006NDB-AAABAK | ANALYZER IP BOILER STEAM HRSG B PH 372 WATER ANALYSIS ANALYZER PANEL INSTRUMENTS AND CONTROLS B
BAR006NDC-AAAAAB | INDICATOR BOILER WATER ANALYSIS PANEL TEMPERATURE CLCTI020 WATER ANALYSIS SAMPLE PANEL WATER SIDE INSTRUMENTS AND CONTROLS C
BAR007FDC-AEBL | TRIP & ALARM LOW HYD FLUID PRESSURE 03 HYDRAULIC CONTROLS I&C C
BAR007FFC-ABAAAB | VALVE ST HEATING/COOLING TRANSFER VALVE FY286 LUBE OIL CONTROL & REGULATING VALVES VALVES C
BAR007FEC-AAAAAC | BREAKER GLAND EXHAUSTER BLOWER NO.1 TURBINE STEAM SEAL C
BAR007FEC-AAABAB | FAN GLAND EXHAUSTER BLOWER NO.2 TURBINE STEAM SEAL C
BAR006NDC-AAABAQ | ANALYZER COOLING TOWER PH WATER ANALYSIS ANALYZER PANEL INSTRUMENTS AND CONTROLS C
BAR006PAA-ADAAAAAB | MOTOR 2A SUMP PUMP WEST SUMP CT A AREA PUMPS A
BAR006WBA-AHAKAA | THERMOCOUPLE HOT REHEAT A DRAIN TEMP HRHTE100 TWIP SYSTEM HRSG A TWIP SYSTEM A
BAR006VKA-ABAAAS | TRANSMITTER B AUG STEAM FLOW 96AJ2 STEAM INJECTION POWER AUGMENTATION WATER/STEAM INJECTION I&C B
BAR006VKB-AAAAAJ | VALVE TRAIN B AUGMENTATION STEAM CONTROL DRAIN VALVE STEAM INJECTION POWER AUGMENTATION PIPING AND VALVES B
BAR006VKB-ABAAAC | SWITCH B STEAM AUG DRAIN VALVE #5 LIMIT 33BS5 STEAM INJECTION POWER AUGMENTATION WATER/STEAM INJECTION I&C B
BAR006PAC-AC | BUILDING BFP DRIVE CONTROL C
BAR006PAC-AD | BUILDING BAC C
BAR006WBA-ABAGAB | INDICATOR COLD REHEAT A STEAM PRESS CRAPI412 INSTRUMENTS AND CONTROLS IP/COLD REHEAT PIPING AND VALVES A
BAR006WBA-ABAGAF | THERMOCOUPLE COLD REHEAT A STEAM TEMP CRATE420 INSTRUMENTS AND CONTROLS IP/COLD REHEAT PIPING AND VALVES A
BAR006PAC-AJAA | SAFETY SHOWER COOLING TOWER CHEMICAL AREA SAFETY SAFETY SHOWERS C
BAR006WCA-AAACAD | THERMOCOUPLE GAS TEMP OUT OF SPRHTR NO.2 BOILER BLATE302C TUBING SUPERHEATER #2 HP TUBING A
BAR006WCA-AAAFAD | THERMOCOUPLE HP EVAPORATOR TUBE TEMP BOILER A BLATE098A HRSG A HP TUBING I & C HP TUBING A
BAR006WCA-AAAFAK | THERMOCOUPLE HP SPRHTR NO. 3 TUBE TEMP BOILER A BLATE092B HRSG A HP TUBING I & C HP TUBING A
BAR006WCA-AAAFAG | THERMOCOUPLE HP SPRHTR NO. 3 TUBE TEMP BOILER A BLATE091A HRSG A HP TUBING I & C HP TUBING A
BAR006NDA-AAABAA | ANALYZER DA/LP FEED PMP SUCTION HRSG A CONDUCTIVITY 068 WATER ANALYSIS ANALYZER PANEL INSTRUMENTS AND CONTROLS A
BAR006NDA-AAABAF | ANALYZER HP BOILER MAIN STEAM HRSG A PH 244 WATER ANALYSIS ANALYZER PANEL INSTRUMENTS AND CONTROLS A
BAR006WBB-ABAF | VALVE IP SUPERHEAT SAFETY CRBSR101 IP/COLD REHEAT PIPING AND VALVES B
BAR006RCA-AAAAAB | DETECTOR FLAME GAS TURBINE A FIRE PROTECTION SYSTEM CO2 CO2 SYSTEM A
BAR006RAC-ABAAAB | SPRINKLER FOG SYSTEM TURBINE OIL RESERVOIR FIXED MANUAL TURBINE OIL FIRE PROTECTION STATIONS C
BAR006HKC-AAABAEAE | BREAKER COOLING TOWER FAN E CWCLE FANS FORCED DRAFT COOLING TOWER C
BAR006PAA-ADAAAAAE | VALVE SUCTION 2A SUMP PUMP WEST SUMP CT A AREA PUMPS A
BAR006WBB-ALAHAA | THERMOCOUPLE HOT REHEAT B DRAIN TEMP HRHTE200 TWIP SYSTEM I & C TWIP SYSTEM B
BAR007ECB-AAAA | AUXILIARY SEAL OIL PUMP PUMPS B
BAR006HKC-AAABAKAE | BREAKER COOLING TOWER FAN K CWCLK FANS FORCED DRAFT COOLING TOWER C
BAR006KCC-ABACAA | TRANSFORMER 4160V/480V BREAKER FRAME 3T COOLING TOWER A MCC TRANSFORMER 4160 VOLT C
BAR006PAC-AKAAAAAE | PUMP WASTE WATER PUMP #1 STEAM TURBINE AREA SUMP PUMPS C
BAR007EFA-ABAJ | HYDROGEN CONTROL CABINET GT A INSTRUMENTS AND CONTROLS A
BAR006LAC-AAACAH | TRANSMITTER #3 CONDENSER EXHAUST VACUUM PRESSURE INSTRUMENTS AND CONTROLS PT210C CONDENSER C
BAR006LAC-ABAD | VALVE HOTWELL MAKEUP AUTO VALVE HOTWELL C
BAR006WBA-ABAF | VALVE IP SUPERHEAT SAFETY CRASR101 IP/COLD REHEAT PIPING AND VALVES A
BAR007EBC-AAAG | REGULATOR EXCITER VOLTAGE STEAM TURBINE EXCITER C
BAR006WGA-ACAAAB | TRANSMITTER LP DRUM LEVEL BOILER A BLALT240 DRUM LP DRUM A
BAR007LH | CHEMICAL INJECTION
BAR006WJB-ACAG | TRANSMITTER HRSG B BLOWDOWN TANK LEVEL BOBLT001 BLOWDOWN I&C B
BAR006WBA-ABAGAA | ELEMENT
BAR007WBB-AAAFAB | ELEMENT MAIN STEAM A FLOW MSBFE001 MAIN STEAM I & C MAIN STEAM PIPING AND VALVES B
BAR006BHB-AAAQ | DATA ACQUISITION SYSTEM HRSG B IRTP CEMS
BAR007ECB-AB | VALVES AND PIPING B
BAR006ECA-AB | VALVES AND PIPING A
BAR006DDB-ABAB | ELECTRIC FEEDWATER HEATER FOR FUEL GAS HEATER B HEATERS B
BAR006WAC-AAAAAF | VALVE ISOLATION NITROGEN REGULATOR NITROGEN PIPING VALVES AND RELATED EQUIPMENT UNLOADING STATION C
BAR007PC-AA | AIR HANDLING UNITSHVAC
BAR007PC-AAAAAC | AIR HANDLING UNITSHVAC
BAR007PC-AAAAAG | AIR HANDLING UNITSHVAC
BAR006PC-AAAA | AIR HANDLING UNITSHVAC
BAR007PC | SUPPORT SERVICE FACILITIES
BAR007WHA-ADAH | TRANSMITTER MAIN GAS A HEADER PRESSURE BMAPT032 DUCT BURNERS I&C A
BAR007MAB-AAABAJAE | INDICATOR BFP LUBE OIL COOLER CLCTI018 TEMPERATURE LUBE OIL COOLERS I & C COOLERS A
BAR006MAB-AAABAJAE | INDICATOR BFP LUBE OIL COOLER CLCTI018 TEMPERATURE LUBE OIL COOLERS I & C COOLERS A
BAR006MAA-AAABAJAAAD | PUMP LUBE OIL MAIN SHAFT DRIVEN BFP A2 LUBE OIL SKID BOILER FEED PUMP A2 PUMPS A
BAR007EFC-AAAD | VALVE RELIEF 7C STEAM TURBINE GENERATOR GAS PRESSURE PSV2950 VALVES AND PIPING C
BAR007EFC-AAAB | VALVE PRESSURE REGULATOR 7C STEAM TURBINE GENERATOR HYDROGEN PCV2935 VALVES AND PIPING C
BAR006BHA-AAAN | ANALYZER HRSG A CEMS NOX
BAR006BFB | B
BAR006FFC-AAAAAC | LUBE OIL PUMP #1 LUBE OIL PUMPS PUMPS C
BAR006FFC-AD | TANKS C
BAR006FFC-ADAAAJ | HEATER LO TANK IMMERSION HTR123 LUBE OIL TANK FILTERS & PIPING TANKS C
BAR006FFC-ADAAAN | FILTER LUBE OIL CONDITIONING LUBE OIL TANK FILTERS & PIPING TANKS C
BAR006FFC-ADABAF | ALARM LUBE OIL FILTER HIGH DIFF PS271A INSTRUMENTS AND CONTROLS TANKS C
BAR006EAB-AAAK | FILTER BRUSH BOX AIR INTAKE GENERATOR GAS TURBINE B
BAR006EAB-ABAK | TRANSMITTER GENERATOR ROTOR FAN PRESS DIFF PDT292 GENERATOR I&C B
BAR006HCC-AAAAAAAA | PUMP WTPU01A COOLING TOWER BIOCIDE A PUMP PUMPS CHLORINATION C
BAR006FDC-ACAA | TANK EHC TANKS C
BAR006KEC-AAAAAA | DC EQUIPMENT 125V STATION BATTERY STATION BATTERY BANK DC ELECTRICAL C
BAR006LAC-ACAAAA | VALVE VACUUM BREAKER MOV VAMV002 CONDENSER VACUUM BREAKER VALVES PIPING AND VALVES C
BAR006VGA-ABBA | BLADES STAGE 12 ROTATING COMPRESSOR A
BAR006VGA-ABAX | BLADES STAGE 11 STATIONARY COMPRESSOR A
BAR006EBC-AAAD | COUPLING STEAM TURBINE EXCITER C
BAR006FDC-AEBA | SWITCH HYD FLUID PUMP A DISCHARGE PRESS PS280A HYDRAULIC CONTROLS I&C C
BAR006FDC-AEBD | SWITCH LOW HYD FLUID TRIP AND ALARM PS281D HYDRAULIC CONTROLS I&C C
BAR006FDC-AEBF | SWITCH LOW HYD FLUID TRIP AND ALARM PS281F HYDRAULIC CONTROLS I&C C
BAR006DDA-AAADAC | TRANSMITTER A GAS FUEL NOZZLE PRESS 96GC7 GAS REGULATING & SAFETY SHUTOFF VALVES A PIPING AND VALVES A
BAR006DDA-AAADAG | TRANSMITTER A GAS FUEL NOZZLE PRESS PM3 96GC3 GAS REGULATING & SAFETY SHUTOFF VALVES A PIPING AND VALVES A
BAR006DDA-ACAD | VALVE INLET ISOLATION NORTH FILTERS FINAL SEPARATORS A
BAR006DDA-ACAHAC | TRANSMITTER LOCATED ON FILTER SEPERATOR LEVEL NGALT01B TRANSMITTERS FILTERS FINAL SEPARATORS A
BAR006FJC-AAAW | VALVE RH STOP A BEFORE SEAT DRAIN MOVSSV3A VALVES C
BAR006ECA-ADAF | INDICATOR SEAL OIL PRESSURE DIFFERENTIAL INSTRUMENTS AND CONTROLS A
BAR006ECA-ADAE | SWITCH A SEAL OIL DIFF PRESS TRIP 63ST1B INSTRUMENTS AND CONTROLS A
BAR006HDC-ACABAC | INDICATOR VACUUM PMP COOLER DISCHRG PRESSURE CWPI012 PIPING & VALVES CIRC. WATER WATER BOX TO RISER VALVES CONDENSER CIRCULATING WATER I&C C
BAR006LBC-ABAAAA | VALVE CONDENSATE MINIMUM FLOW CONTROL CDFV001 CONDENSATE PUMP MINIMUM FLOW PIPING & VALVES PIPING AND VALVES C
BAR006LEC-AAACAB | TRANSMITTER CONDENSATE STORAGE TANK LEVEL CDMLT001 CONDENSATE I&C VALVES PIPING AND RELATED EQUIPMENT C
BAR006FJC-ABAAAKAC | THERMOCOUPLE HOT REHEAT TWIP HRHTE003B INSTRUMENTS AND CONTROLS TWIP SYSTEM @ STEAM TURBINE TWIP SYSTEM C
BAR006FJC-ABAAAKAH | THERMOCOUPLE LOW PRESSURE STEAM VENT LPSTE050 INSTRUMENTS AND CONTROLS TWIP SYSTEM @ STEAM TURBINE TWIP SYSTEM C
BAR006HEC-AAAAAC | VALVE DISCHARGE COOLING WATER PUMP CLOSED LOOP #1 PUMPS C
BAR006HEC-AAABAF | PUMP COOLING WATER PUMP CLOSED LOOP #2 PUMPS C
BAR006HEC-ABABAA | VALVE CLC EXCHANGER ISO CLCMV001 PIPING CLC HEAT EXCHANGER COOLING WATER CCW COOLERS C
BAR006HEC-ABABAD | VALVE CLC EXCHANGER ISO CLCMV004 PIPING CLC HEAT EXCHANGER COOLING WATER CCW COOLERS C
BAR006LFA-AAAAAC | VALVE LOW PRESSURE DRUM LEVEL CONTROL CDAFV286 CONDENSATE TO HRSG A PIPING & VALVES PIPING AND VALVES A
BAR006DDB-ABABAA | HEATER NGBHX002 ELECTRIC FEEDWATER HEATER FOR FUEL GAS HEATER B HEATERS B
BAR006DDB-ADAG | VALVE OUTLET ISOLATION SOUTH FILTERS FINAL SEPARATORS B
BAR006EAA-AAAA | ASSEMBLY GENERATOR BRUSH GENERATOR GAS TURBINE A
BAR006FAC-AAAB | ROTOR HIGH PRESSURE C
BAR006FAC-ABAB | THERMOCOUPLE HOT REHEAT TEMP HRTE2062 HIGH PRESSURE I&C C
BAR006FAC-ABAH | TRANSMITTER HOT REHEAT PRESSURE HRPT2063 HIGH PRESSURE I&C C
BAR006FAC-ABAN | TRANSMITTER MAIN STEAM PRESSURE MSPT2033 HIGH PRESSURE I&C C
BAR006HKC-AAABABAA | FAN COOLING TOWER FAN B CWCLB FANS FORCED DRAFT COOLING TOWER C
BAR006LGC-AAAF | VALVE ISOLATION GLAND SEAL STEAM EXHAUSTER C
BAR006LHC-AAAA | TANK AQUEOUS AMMONIA TANKS C
BAR006LHC-ABAC | BREAKER AQUEOUS AMMONIA PUMP C
BAR006LJC-AAAAAB | VALVE CONDENSATE MISC. SERV. PRESS. CONTROL CDSPV001 CONDENSATE TO MISC SERV WTR WASH VAC. PMPS PHOSPHATE EXTERNAL PIPING AND VALVES C
BAR006GAC-AAAAAF | CIRCUIT BREAKER MAIN TRANSFORMER COOLING SUPPLY MAIN POWER TRANSFORMER 6C MAIN POWER TRANSFORMER C
BAR006HBC-AAAAAE | BREAKER COOLING TOWER MAKEUP PUMP #1 PUMPS C
BAR006HBC-AAAAAJ | VALVE MINIMUM FLOW PRESSURE CONTROL CWMPV001 COOLING TOWER MAKEUP PUMP #1 PUMPS C
BAR006HBC-AAABAE | BREAKER COOLING TOWER MAKEUP PUMP #2 PUMPS C
BAR006FCC-ACAMAA | TRANSMITTER LOW PRESSURE STEAM LPPT2181 MARK V CONTROL SYSTEM LOW PRESSURE I&C C
BAR006HKC-AAACAB | METER COOLING TOWER WATER CONDUCTIVITY CWCD001 COOLING TOWER I&C FORCED DRAFT COOLING TOWER C
BAR006KCB-AAAA | CABLE RUNNING STATION B
BAR006EAC-AAAK | PROBE AIR GAP FLUX PROBE GENERATOR STEAM TURBINE C
BAR006EAC-ABAJ | INDICATOR STEAM TURB H2 COOLER PRESS DIFF CLCPDI005 GENERATOR I&C C
BAR006DDA-AAAAAA | VALVE PRESS CONTROL BYPASS EQUALIZING NGAPV003 GAS PIPING & VALVES HEADER TO FUEL GAS HEATER PIPING AND VALVES A
BAR006DDA-AAAAAFAA | TRANSMITTER A STOP/SPEED RATIO VALVE DIFF PRESS 96SR1 TRANSMITTERS GAS PIPING & VALVES HEADER TO FUEL GAS HEATER PIPING AND VALVES A
BAR006DDA-AAAAAFAE | TRANSMITTER NATURAL GAS PRESSURE NGAPT001 TRANSMITTERS GAS PIPING & VALVES HEADER TO FUEL GAS HEATER PIPING AND VALVES A
BAR006DDA-AAAAAFAF | TRANSMITTER NATURAL GAS PRESSURE NGAPT001B TRANSMITTERS GAS PIPING & VALVES HEADER TO FUEL GAS HEATER PIPING AND VALVES A
BAR006EBA-AAAB | BEARING INBOARD GAS TURBINE EXCITER A
BAR006HDC-AAAAAFAA | TRANSMITTER CIRC WATER PUMP 1 DISCH PRESS CWPT001 PUMP CIRCULATING WATER PUMP #1 PUMPS C
BAR006HDC-AAAAAE | MOTOR CIRCULATING WATER PUMP #1 PUMPS C
BAR006HDC-ABAAAB | VALVE #6 CONDENSER MANUAL ISO VALVE EAST OUTLET WATERBOX EAST CONDENSER WATERBOX AND RELATED EQUIPMENT C
BAR006HDC-ABAAAD | TRANSMITTER LH COND WTR BOX PRESS DIFF CWPDT001 WATERBOX EAST CONDENSER WATERBOX AND RELATED EQUIPMENT C
BAR006HDC-ABABAC | VALVE AIR RELEASE AT DISCHARGE OF CWPU002 WATERBOX WEST CONDENSER WATERBOX AND RELATED EQUIPMENT C
BAR006HDC-ACAAAD | INDICATOR CIRC WTR PRESS CWPI014 PIPING & VALVES CIRC. WATER TO CONDENSER WATER BOX CONDENSER CIRCULATING WATER I&C C
BAR006LAC-ADABAA | EXCHANGER VAPU002 CONDENSER VACUUM PUMP #2 SKID VACUUM PUMPS C
BAR006LAC-ADAAAFAB | PUMP CONDENSER VACUUM RECIRCULATION PUMP CONDENSER VACUUM PUMP A SKID VACUUM PUMPS C
BAR006LAC-ADABAC | PUMP CONDENSER VACUUM PUMP #2 SKID VACUUM PUMPS C
BAR006LAC-ADABAE | VALVE S.T VACUUM SUCTION MOV VAMV001B CONDENSER VACUUM PUMP #2 SKID VACUUM PUMPS C
BAR006LBC-AAABAF | MOTOR CONDENSATE PUMP #2 CONDENSATE PUMP #2 CDPU002 PUMPS C
BAR006HDC-ACAAAF | ELEMENT CIRC WATER FLOW ORIFICE TO SW HT EXCH 2 CWFE003 PIPING & VALVES CIRC. WATER TO CONDENSER WATER BOX CONDENSER CIRCULATING WATER I&C C
BAR006VEA-AAAAACAA | FAN COOLING AIR FAN LUBE OIL SKID 88BL1 FANS COOLING AIR SYSTEM A
BAR006SAC-AAAAAAAB | INDICATOR AIR COMP A AFTER COOLER TEMPERATURE CLCTI003 COMPRESSOR COMPRESSOR #1 COMPRESSORS C
BAR006SAC-AAABAD | FILTER AIR INTAKE COMPRESSOR #2 COMPRESSORS C
BAR006VEB-ABAAAD | MOTOR 88TK1 EXHAUST FRAME FAN #1 EXHAUST FRAME COOLING B
BAR006VEB-ACAAAD | SWITCH B COMPRESSOR BLEED VLV LIMIT 33CB4 COOLING & SEALING AIR SYSTEM COOLING SYSTEM I&C B
BAR006VBA-AAAEAD | SWITCH A LOW LUBE OIL PRESS TRIP 63QT2A LUBE OIL PUMPS I & C PUMPS A
BAR007BF | STACKS
BAR006VAA-AAADAD | SWITCH A TURBINE INLET AIR FILTER EXCESS PRESS DROP 63TF2B INLET AIR INSTRUMENTS AND CONTROLS INLET AIR FILTERS A
BAR006VAA-AC | DUCTWORK EXPANSION JOINTS AND RELATED EQUIPMENT A
BAR006VAA-AEAAAB | SWITCH A INLET HEATING ISO VALVE LIMIT 33TH3 INLET AIR HEATING BLEED HEAT AIR AND GAS I&C A
BAR006VAA-AEAAAD | TRANSMITTER A COMPRESSOR DISCH PRESS 96CD1B INLET AIR HEATING BLEED HEAT AIR AND GAS I&C A
BAR006VAA-AEABAA | SWITCH A ACCESORY COMP PRESS LOW ALARM 63AT3 HEAT & VENT SYSTEM AIR AND GAS I&C A
BAR006VBB-ADABAA | FAN 88QV1B MIST ELIMINATOR B VAPOR EXTRACTION B
BAR006VBB-ADABAC | BREAKER MIST ELIMINATOR B VAPOR EXTRACTION B
BAR006VCA-AAAAAB | BREAKER HYDRAULIC PUMP #1 PUMPS A
BAR006RCB-ABAAAE | SWITCH REFRIG CNTRL PRESS 63FP1C GAS TURBINE B FIRE PROTECTION SYSTEM CO2 CO2 I&C B
BAR006VAB-AEABAE | SWITCH B THERMOSTAT ACC. COMP. L.O. REGION 26HL3 HEAT & VENT SYSTEM AIR AND GAS I&C B
BAR006VEA-ABABAB | BREAKER EXHAUST FRAME FAN #2 EXHAUST FRAME COOLING A
BAR006VEB-AAAAABAC | BREAKER COOLING AIR FAN BEARING AREA 88BN2 FANS COOLING AIR SYSTEM B
BAR006VAB-AEACAC | SWITCH B INLET AIR EVAP COOLER WATER FLOW 80AC1 AIR INLET FILTER & EXHAUST SYSTEM AIR AND GAS I&C B
BAR006SAC-ADAAAA | INDICATOR INSTRUMENT AIR PRESSURE IAPI01A 05 PIPING & VALVES INSTRUMENT AIR CONTROL AIR I&C C
BAR006VFB-AAAD | VALVE B FUEL GAS CONTROL VGC1 GAS B
BAR006SBC-AAAD | VALVE CT/HRSG A SERVICE AIR ISOLATION SERVICE AIR C VALVES PIPING AND RELATED EQUIPMENT A
BAR006SBC-AAAE | VALVE CT/HRSG A SERVICE AIR ISOLATION SERVICE AIR C VALVES PIPING AND RELATED EQUIPMENT A
BAR006VBB-AAAAAB | BREAKER EMERGENCY LUBE OIL PUMP PUMPS B
BAR006VBB-AAAAAC | VALVE CHECK DISCHARGE EMERGENCY LUBE OIL PUMP PUMPS B
BAR006VBB-AAABAC | VALVE CHECK DISCHARGE EMERGENCY SEAL OIL PUMP PUMPS B
BAR006VBB-AAACAC | VALVE CHECK DISCHARGE LUBE OIL #1 PUMP PUMPS B
BAR006VBB-AAACAD | PUMP 88QA1 LUBE OIL #1 PUMP PUMPS B
BAR006VAA-AEABAH | SWITCH A TURBINE COMP PRESSURE 63AT2 HEAT & VENT SYSTEM AIR AND GAS I&C A
BAR006VAB-AAAC | FILTER PRE INLET AIR FILTERS B
BAR006VAB-ABABAB | BREAKER INLET FILTER EVAPORATIVE PUMP #2 INLET COOLING B
BAR006VCA-AAABAB | BREAKER HYDRAULIC PUMP #2 PUMPS A
BAR006VCA-ACAA | TANK HYDRAULIC BYPASS A TANKS A
BAR006VCB-AAAAAB | BREAKER HYDRAULIC PUMP #1 PUMPS B
BAR006WGB-ABAAAH | THERMOCOUPLE IP DRUM B TEMP FWBTE002 DRUM IP DRUM B
BAR006FHC-AAAAABAC | BREAKER OIL PUMP TURNING GEAR TURNING GEAR C
BAR006WGA-ABAAAB | TRANSMITTER IP DRUM LEVEL BOILER A BLALT140 DRUM IP DRUM A
BAR007GEC-AAAA | TRANSFORMER SS #7 230KV/4160V SWITCHYARD STATION SERVICE C
BAR006WHB-ABAC | BURNER ELEMENT #3 BOTTOM HRSG B BURNERS B
BAR006WHA-AD | DUCT BURNERS I&C A
BAR006HDC-ABABAB | VALVE #6 CONDENSER MANUAL ISO VALVE WEST OUTLET WATERBOX WEST CONDENSER WATERBOX AND RELATED EQUIPMENT C
BAR006LBC-AAABAE | VALVE ISOLATION DISCHARGE CONDENSATE PUMP #2 CDPU002 PUMPS C
BAR007SAC-AAABAE | HEATER LUBE OIL COMPRESSOR #2 COMPRESSORS C
BAR007WHA-AAAEAC | BREAKER DUCT BURNER SCANNER COOLING FAN #2 HRSG A DUCT BURNER SKID A
BAR006SAC-ABAA | DRYER #1 AIR DRYERS C
BAR007FAC-ABAQAX | PROXIMITER NO. 3 BRG XAXIS FOR VP3XD TURBINE PROTECTION HIGH PRESSURE I&C C
BAR007YAC-ADABAE | VALVE RELIEF AMMONIA RETURN PIPING PRESSURE AMMONIA PIPING AND VALVES C TO BOTH TANKS TANKS C
BAR007YCA-AAAAABAC | MOTOR DILUTION AIR FAN #2 HRSG A DILUTION AIR FAN AMMONIA SKID HRSG A A
BAR006YBB-AAABABAC | BREAKER AMMONIA FORWARDING PUMP B AMMONIA FORWARDING PUMPS HRSG B AMMONIA FORWARDING SKID B B
BAR006YCB-AAAAAAAC | MOTOR DILUTION AIR FAN #1 HRSG B DILUTION AIR FAN AMMONIA SKID HRSG B B
BAR007FFC-AAAAACAC | SWITCH LUBE OIL PUMP NO.1 START PRESS PS265A LUBE OIL PUMP #1 LUBE OIL PUMPS PUMPS C
BAR007WBA-ABAGAG | THERMOCOUPLE COLD REHEAT BLOWDOWN CRHTE250 HRSG A COLD REHEATER I & C IP/COLD REHEAT PIPING AND VALVES A
BAR006WBA-ACAFAF | THERMOCOUPLE REHEAT A SPRAYWATER TEMP FWATE410 HOT REHEAT SPRAY WATER I & C HOT REHEAT PIPING AND VALVES A
BAR007NDA-AAAAAG | ANALYZER IP BOILER DRUM HRSG A CONDUCTIVITY 132 WATER ANALYSIS ANALYZER PANEL INSTRUMENTS AND CONTROLS A
BAR007FJC-ABAAAKAD | THERMOCOUPLE HOT REHEAT TWIP HRHTE004A INSTRUMENTS AND CONTROLS TWIP SYSTEM @ STEAM TURBINE TWIP SYSTEM C
BAR007WCA-AAAFAE | THERMOCOUPLE HP EVAPORATOR TUBE TEMP BOILER A BLATE098B HRSG A HP TUBING HP TUBING A
BAR006HKC-AAABADAD | SWITCH D COOLING TOWER FAN OIL LEVEL COOLING TOWER FAN D CWCLD FANS FORCED DRAFT COOLING TOWER C
BAR007ZBC-AAAJ | WATER TREATMENT DISTRIBUTED CONTROL SYSTEM C
BAR007NDC-AAABAJ | ANALYZER SILICA TOP WEST 644 WATER ANALYSIS ANALYZER PANEL INSTRUMENTS AND CONTROLS C
BAR007GAA-AAAAABAA | PUMP OIL COOLER PUMP MAIN POWER TRANSFORMER 6A MAIN POWER TRANSFORMER A
BAR007PAB-ABAB | HEATER B SPACETURBINE COMPT 23HT3B COMBUSTION CHAMBER B
BAR007WEB-ABAAAB | VALVE CONDENSATE RECIRC TEMP CONTROL CDBTV227 HRSG B CONDENSATE RECIRCULATING PIPING AND VALVES PIPING VALVES AND RELATED EQUIPMENT B
BAR007RCA-AAAAAA | TANK A CT CO2 SUPPLY GAS TURBINE A FIRE PROTECTION SYSTEM CO2 CO2 SYSTEM A
BAR007SAC-ACABAC | VALVE SAFETY TANK #2 TANKS C
BAR007WBB-AAAGAC | THERMOCOUPLE ATTEMPORATOR SPRAYWATER TEMP FWBTE010 HRSG B HP ATTEMPERATOR SECTION MAIN STEAM PIPING AND VALVES B
BAR007SAC-AAAAAD | FILTER AIR INTAKE COMPRESSOR #1 COMPRESSORS C
BAR007WEB-AAABAC | VALVE DISCHARGE ECONOMIZER RECIRCULATING PUMP #4B PUMPS B
BAR007YBB-AAABABAE | GLASS SIGHT PUMP MINIMUM FLOW AMMONIA FORWARDING PUMP B AMMONIA FORWARDING PUMPS HRSG B AMMONIA FORWARDING SKID B
BAR007KEC-AAAC | BATTERIES STATION DC ELECTRICAL C
BAR007LAC-ABAC | VALVE HOTWELL RECIRC AUTO VALVE HOTWELL C
BAR007WBB-ACAEAB | THERMOCOUPLE HR B STEAM TEMP HRBTE401 HOT REHEATER I & C HOT REHEAT PIPING AND VALVES B
BAR006WHA-ADAF | TRANSMITTER BURNER A GAS PRESSURE BMAPT031 DUCT BURNERS I&C A
BAR007DDA-AAAAAFAH | TRANSMITTER NATURAL GAS PRESSURE NGAPT002 TRANSMITTERS GAS PIPING & VALVES HEADER TO FUEL GAS HEATER PIPING AND VALVES A
BAR006KCD-AG | TRANSFORMER EXCITER 6B CT 4160V/480V 1500KVA
BAR006WBA-ACAF | HOT REHEAT SPRAY WATER I & C HOT REHEAT PIPING AND VALVES A
BAR006EBA-AAAJ | CONTROLS EXCITATION A EX2100 GAS TURBINE EXCITER A
BAR006HCC-AAAAAEAB | MOTOR SCALE INHIBITOR METERING PUMP A PUMPS CHLORINATION C
BAR006ZBC-ABAB | GAUGES CONTROL ROOM INDICATIONS C
BAR006HEC-AAABAB | BREAKER COOLING WATER PUMP CLOSED LOOP #2 PUMPS C
BAR007FAC-ABAQAY | PROXIMITER NO. 3 BRG YAXIS FOR VP3YD TURBINE PROTECTION HIGH PRESSURE I&C C
BAR007WCA-AAAFAB | THERMOCOUPLE HP EVAPORATOR TUBE TEMP BOILER A BLATE096B HRSG A HP TUBING HP TUBING A
BAR007WJB-ACAG | TRANSMITTER HRSG B BLOWDOWN TANK LEVEL BOBLT001 BLOWDOWN I&C B
BAR007FFC-AD | TANKS C
BAR006WBB-ALAB | VALVE B COLD REHEAT SHUTOFF CRHMV250 TWIP SYSTEM B
BAR007WAC-ABAB | GAUGE PRESSURE TANK C
BAR006ECC-ACAB | SWITCH ST GENERATOR LIQUID LVL DETECTOR HIGH HIGH LSHH2990 INSTRUMENTS AND CONTROLS C
BAR007MAA-AAABAJAC | INDICATOR A BFP LUBE OIL COOLER PRESS DIFF CLCPDI007 LUBE OIL SKID A2 BOILER FEED PUMP A2 PUMPS A
BAR007MAA-ABABAC | VALVE HP ECONOMIZER ISO MOV FWAMV077 BFP HP DRUM FLOW PIPING & VALVES HRSG A PIPING AND VALVES A
BAR007ZAC-AAAAACAE | DCS DROP 210 OPERATOR CONSOLE HARDWARE ASSOCIATED WITH MARK VIe MARK VIe C
BAR006HEC-ADABAA | INDICATOR CLOSE LOOP COOL HX 2 IN PRESSURE CWPI009 HEAT EXCHANGER CLOSED LOOP COOLING WATER #2 SERVICE WATER I&C C
BAR007WBA-AFAJ | HRSG A STEAM BYPASS SYSTEM IP I & C IP BYPASS PIPING AND VALVES A
BAR006HKC-AAAAAD | VALVE COOLING TOWER CTRMV003 EF RISER COOLING TOWER STRUCTURE AND BASIN FORCED DRAFT COOLING TOWER C
BAR006EFA-ABAB | SWITCH A HYDROGEN HEADER SUPPLY PRESS 63HH1 INSTRUMENTS AND CONTROLS A
BAR007DDB-AAACAC | TRANSMITTER B FUEL GAS FLOW ORIFICE DIFF PRESS 96FF2 PIPING & VALVES SEPARATORS TO ACCESSORY MODULE B PIPING AND VALVES B
BAR006NDB-AAABAB | ANALYZER DA/LP FEED PUMP SUCTION HRSG B PH 276 WATER ANALYSIS ANALYZER PANEL INSTRUMENTS AND CONTROLS B
BAR006WGB-AEAAAC | GAUGE TEMPORY BOILOUT LEVEL GAUGE B BOILER BLBLG030B HRSG B DRUMS HEADERS LINKS DRUMS & TANKS I&C B
BAR006ZDC-AAAB | PRINTERS HARDWARE ASSOCIATED WITH WORK MANAGEMENT C
BAR007WEA-AAAAAA | MOTOR ECONOMIZER RECIRCULATING PUMP #3A PUMPS A
BAR007MAB-ACABAC | TRANSMITTER BFP B1 SUCTION STRAINER PRESSURE DIFFERENTIAL BFP SUCTION SECTION BOILER FEED PUMP I&C B
BAR007GAB-AAAAABAB | MOTOR OIL COOLER PUMP MAIN POWER TRANSFORMER 6B MAIN POWER TRANSFORMER B
BAR007HKC-AAABAFAA | FAN COOLING TOWER FAN F CWCLF FANS FORCED DRAFT COOLING TOWER C
BAR007WBB-ADAFAC | TRANSMITTER LP B ADMISSION STEAM PRESSURE LPBPT206 INSTRUMENTS AND CONTROLS LP STEAM PIPING AND VALVES B
BAR006WBA-AAAFAF | TRANSMITTER MAINSTEAM A PRESSURE MSAPT007 MAIN STEAM I & C MAIN STEAM PIPING AND VALVES A
BAR006WGA-ADAC | HEADER LP HEADERS A
BAR007WCB-AAADAG | THERMOCOUPLE HP SPRHTR NO. 3 TUBE TEMP BOILER B BLBTE092A TUBING SUPERHEATER #3 HP TUBING B
BAR006WJB-ABAB | VALVE HRSG B HP EVAP. BLOWDOWN MOV HPBMV066B HRSG B BLOWDOWN VALVES CONTINUOUS & INTERMITTENT B
BAR007EFA-ABAD | SWITCH A LOW GENERATOR CASING PRESSURE 63GK1 INSTRUMENTS AND CONTROLS A
BAR007FDC-AAAAAE | MOTOR HYDRAULIC HEATING AND COOLING CIRC PUMP PUMPS C
BAR006WCB-AEAB | TUBING EVAPORATOR LP TUBING B
BAR007FFC-AAAAAC | LUBE OIL PUMP #1 LUBE OIL PUMPS PUMPS C
BAR006WHB-AB | BURNERS B
BAR007FDC-AEBG | TRANSMITTER HYD FLUID RESERVOIR HIGH LEVEL ALARM LS280A HYDRAULIC CONTROLS I&C C
BAR006YAC-AA | UNLOADING STATION C
BAR006YAC-ADAB | AMMONIA PIPING AND VALVES C TO BOTH TANKS TANKS C
BAR007HCC-AAAAAC | COOLING TOWER BIOCIDE A PUMP PUMPS CHLORINATION C
BAR007HDC-AC | CONDENSER CIRCULATING WATER I&C C
BAR006DDA-AAAD | GAS REGULATING & SAFETY SHUTOFF VALVES A PIPING AND VALVES A
BAR006DDA-ACAH | TRANSMITTERS FILTERS FINAL SEPARATORS A
BAR007DDA-ABAA | NATURAL GAS HEATER FEEDWATER HEATERS A
BAR006LFB-AAAAAD | VALVE LOW PRESSURE DRUM LEVEL CONTROL CDBFV289 CONDENSATE TO HRSG B PIPING & VALVES PIPING AND VALVES B
BAR007MAA-AAABAB | MOTOR BOILER FEED PUMP A2 PUMPS A
BAR007HEC-AA | PUMPS C
BAR006FJC-AAAK | VALVE MAIN STEAM STOP #2 VALVES C
BAR006FJC-AAAU | VALVE REVERSE FLOW DISCHARGE VALVE RFDVGE VALVES C
BAR007WGB-AEAA | HRSG B DRUMS HEADERS LINKS DRUMS & TANKS I&C B
BAR006EAB-ABAN | INDICATOR GAS TURB B H2 COOLER CLCTI015 TEMPERATURE GENERATOR I&C B
BAR006HCC-AAAAADAC | BREAKER SODIUM BISULFITE METERING PUMP B PUMPS CHLORINATION C
BAR006EBB-AAAJAA | BREAKER FR 2B GEN 6B EXCITATION XFMR <EQ # B203> CONTROLS EXCITATION B EX2100 GAS TURBINE EXCITER B
BAR007WBB-AK | TWIP SYSTEM B
BAR007WCA-ADAC | HRSG A REHEATER TUBING REHEATER TUBING I&C A
BAR006HDC-AAABAA | FILTER MOTOR 62 CIRCULATING WATER PUMP #2 PUMPS C
BAR006HDC-ABAAAA | VALVE #6 CONDENSER MANUAL ISO VALVE EAST INLET WATERBOX EAST CONDENSER WATERBOX AND RELATED EQUIPMENT C
BAR006WEB-AAAAAE | VALVE DISCHARGE CHECK ECONOMIZER RECIRCULATING PUMP #3B PUMPS B
BAR007EFB-AAAA | HYDROGEN PIPING & VALVES TO GT B GENERATOR VALVES AND PIPING B
BAR006HKC-AAABAAAC | MOTOR COOLING TOWER FAN A CWCLA FANS FORCED DRAFT COOLING TOWER C
BAR006FAC-ABAQAH | PROXIMITER NO. 1 BRG YAXIS FOR VP1YD TURBINE PROTECTION HIGH PRESSURE I&C C
BAR006FAC-ABAQAT | PROBESPEED #1 PRIMARY ST201B TURBINE PROTECTION HIGH PRESSURE I&C C
BAR006WBB-ACAFAE | THERMOCOUPLE REHEAT B SPRAYWATER TEMP FWBTE409 HOT REHEAT SPRAY WATER I & C HOT REHEAT PIPING AND VALVES B
BAR007EBA-AAAB | BEARING INBOARD GAS TURBINE EXCITER A
BAR007WGA-AE | HEADERS LINKS DRUMS TANKS I&C A
BAR006VJC-ADAAAH | THERMOSTAT WATER WASH UNIT COMPARTMENT TEMP HIGH 26VW2 WATER WASH PIPING AND VALVES I&C C
BAR007VKB-ABAAAF | ELEMENT AUGMENTATION STEAM B TEMPERATURE FLOW ASBFEMSTI2B STEAM INJECTION POWER AUGMENTATION WATER/STEAM INJECTION I&C B
BAR007VGB-ABBC | BLADES STAGE 13 ROTATING COMPRESSOR B
BAR007VGA-ABAS | BLADES STAGE 8 ROTATING COMPRESSOR A
BAR007VGA-ABBA | BLADES STAGE 12 ROTATING COMPRESSOR A
BAR007VGA-ABBH | BLADES STAGE 16 STATIONARY COMPRESSOR A
BAR007VGB-AGABAA | TRANSMITTER B COMPRESSOR BELLMOUTH DIFF 96BD1 COMPRESSOR SECTION GAS TURBINE I&C B
BAR007VGA-AEAF | BUCKETS 2ND STAGE TURBINE A
BAR007VKA-AAAAAD | VALVE AUGMENTATION STEAM SHUTOFF ASAVS32A STEAM INJECTION POWER AUGMENTATION PIPING AND VALVES A
BAR007VGA-ABAX | BLADES STAGE 11 STATIONARY COMPRESSOR A
BAR006MAB-AAABAA | MOTOR FWBPU0026 BOILER FEED PUMP B2 PUMPS B
BAR007VKA-AAAA | STEAM INJECTION POWER AUGMENTATION PIPING AND VALVES A
BAR006VFA-AB | FUEL I&C A
BAR007VBB-AAAA | EMERGENCY LUBE OIL PUMP PUMPS B
BAR007VBB-AD | VAPOR EXTRACTION B
BAR007VCA-AAAB | HYDRAULIC PUMP #2 PUMPS A
BAR006RCB-AB | CO2 I&C B
BAR006VBA-AAAD | LUBE OIL #2 PUMP PUMPS A
BAR006VEA-AAAAAF | COOLING AIR FAN TURBINE COMPARTMENT 88BT2 FANS COOLING AIR SYSTEM A
BAR007VDB-AB | STARTING SYSTEM AND TURNING GEAR I&C B
BAR007RAC-ABAA | TURBINE OIL FIRE PROTECTION STATIONS C
BAR007VAA-ABAE | PIPING VALVES AND RELATED EQUIPMENT INLET COOLING A
BAR007VGB-AF | BEARINGS B
BAR007VCA | A
BAR007VBB-AAAAAA | MOTOR 88QE1 EMERGENCY LUBE OIL PUMP PUMPS B
BAR006VBB-AA | PUMPS B
BAR006HEC-ACAB | PIPING & VALVES CLC WATER SUPPLY SERVICE WATER VALVES PIPING AND RELATED EQUIPMENT C
BAR006FAC-ABAQAJ | PROXIMITER NO. 1 BRG XAXIS FOR VP1XD TURBINE PROTECTION HIGH PRESSURE I&C C
BAR006GAA-AAAAABAA | PUMP OIL COOLER PUMP MAIN POWER TRANSFORMER 6A MAIN POWER TRANSFORMER A
BAR006VBB-AEABAF | SWITCH B LO TANK TEMPERATURE NORMAL 26QN1 LUBE OIL TANK FILTERS & PIPING I & C TANKS B
BAR006EAA-ABAM | INDICATOR GENERATOR ROTOR FAN PRESSURE DIFFERENTIAL GENERATOR I&C A
BAR006VGA-AGAB | COMPRESSOR SECTION GAS TURBINE I&C A
BAR007FFC-AB | VALVES C
BAR007WBB-ACAF | HOT REHEAT SPRAY WATER I & C HOT REHEAT PIPING AND VALVES B
BAR006KCC-ACAA | TRANSDUCER TOTAL STATION SERVICE WATTS STATION SERVICE I&C C
BAR006FFC-ADABAM | SWITCH DUPLEX FILTER HIGH DIFF PRESS NO.2 PS287B INSTRUMENTS AND CONTROLS TANKS C
BAR007VJC-AAAAAE | BREAKER WATER WASH PUMP PUMPS C
BAR006MCA-AAAAAAAA | DAMPENER PHOSPHATE PUMP #1 PULSATION PHOSPHATE PUMP #1 HRSG A HP DRUM PHOSPHATE FEED PUMPS A
BAR007DDA-AAAAAC | VALVE PRESSURE CONTROL NGAPV001 GAS PIPING & VALVES HEADER TO FUEL GAS HEATER PIPING AND VALVES A
BAR007WBB-AFADAB | THERMOCOUPLE IP STEAM B BYP SPRAY WTR TEMP DSHBTE004 HRSG B STEAM BYPASS SYSTEM IP I & C IP BYPASS PIPING AND VALVES B
BAR007LFA-AAABAF | THERMOCOUPLE LOW PRESSURE ECON CONDENSATE A TEMP CDATE227 INSTRUMENTS AND CONTROLS PIPING AND VALVES A
BAR007MAA-ACACAA | INDICATOR HP A FEEDWATER PRESSURE FWAPI012 BFP HP DRUM FLOW SECTION BOILER FEED PUMP I&C A
BAR007VGB-ABAE | BLADES STAGE 2 ROTATING COMPRESSOR B
BAR006WGB-AEAAAS | INDICATOR DRUM LEVEL BOILER B BLBLI234 HRSG B DRUMS HEADERS LINKS DRUMS & TANKS I&C B
BAR007MAB-AAAAABAA | FILTER B1 BFP MOTOR MOTOR BOILER FEED PUMP B1 PUMPS B
BAR006YAC-ADAAAC | VALVE PURGE AMMONIA LIQUID FILL PIPING AMMONIA STORAGE TANK AND ASSOCIATED EQUIPMENT TANKS C
BAR007LHC-ABAAAF | PUMP AQUEOUS AMMONIA PUMP PUMPS C
BAR007HKC-AAABAGAA | FAN COOLING TOWER FAN G CWCLG FANS FORCED DRAFT COOLING TOWER C
BAR007VEA-AAAAABAA | FAN COOLING AIR FAN BEARING AREA 88BN2 FANS COOLING AIR SYSTEM A
BAR006MAB-AAAAAC | BREAKER BOILER FEED PUMP B1 PUMPS B
BAR007LAC-AAACAC | TRANSMITTER CONDENSER PRESSURE CDPT005 INSTRUMENTS AND CONTROLS CONDENSER C
BAR007WGB-ABAAAD | TRANSMITTER IP DRUM LEVEL BOILER B BLBLT144 DRUM IP DRUM B
BAR007VBB-AEABAC | SWITCH B HIGH LUBE OIL LEVEL ALARM 71QH1 LUBE OIL TANK FILTERS & PIPING I & C TANKS B
BAR007DDA-ADAHAB | TRANSMITTER LOCATED ON FILTER SEPERATOR LEVEL NGALT01A TRANSMITTERS FILTERS FINAL SEPARATORS A
BAR007WGA-ABAAAE | TRANSMITTER IP DRUM LEVEL BOILER A BLALT148 DRUM IP DRUM A
BAR007FFC-ADABAC | ALARM LOW LUBE OIL LEVEL LS260C ALARM AND TRIP C INSTRUMENTS AND CONTROLS TANKS C
BAR007VKB-ABAAAP | TRANSMITTER AUG STEAM B TEMP PRESSURE ASBPT101 STEAM INJECTION POWER AUGMENTATION WATER/STEAM INJECTION I&C B
BAR007VBB-AEAAAB | BREAKER 480V LUBE TANK IMMERSION HEATER 23QT123 LUBE OIL TANK FILTERS & PIPING TANKS B
BAR007HKC-AAABADAC | MOTOR COOLING TOWER FAN D CWCLD FANS FORCED DRAFT COOLING TOWER C
BAR007WHB-AAAC | VALVE DUCT BURNER PRESS REDUCING VALVE REGULATOR B HRSG DUCT BURNER SKID B
BAR006WGA-ACAAAC | TRANSMITTER LP DRUM LEVEL BOILER A BLALT244 DRUM LP DRUM A
BAR007HKC-AAABAAAD | SWITCH A COOLING TOWER FAN OIL LEVEL COOLING TOWER FAN A CWCLA FANS FORCED DRAFT COOLING TOWER C
BAR006MAB-ACAC | BFP HP DRUM FLOW SECTION BOILER FEED PUMP I&C B
BAR006FCC-AC | LOW PRESSURE I&C C
BAR006FDC-AAAA | HYDRAULIC HEATING AND COOLING CIRC PUMP PUMPS C
BAR007SBB | B
BAR007VGA | A
BAR007WEB | B
BAR007PAC | C
BAR006VBA-AF | PIPING VALVES & RELATED EQUIPMENT A
BAR007WGB-AC | LP DRUM B
BAR007VGB-AEAC | BUCKETS 1ST STAGE TURBINE B
BAR007MAB-AAAA | BOILER FEED PUMP B1 PUMPS B
BAR007VJC-ADAA | WATER WASH PIPING AND VALVES I&C C
BAR007VKA-AA | PIPING AND VALVES A
BAR006VGA-AA | INLET BELLMOUTH A
BAR006VGB-AE | TURBINE B
BAR007FFC-AAAAAB | LUBE OIL CONDITIONING PUMP LUBE OIL PUMPS PUMPS C
BAR007WBA-AG | LP BYPASS PIPING AND VALVES A
BAR007GAA-AA | MAIN POWER TRANSFORMER A
BAR007PAB-AC | COMPARTMENT ACCESSORY B
BAR007RCA-ABAA | GAS TURBINE A FIRE PROTECTION SYSTEM CO2 CO2 I&C A
BAR007SBA-AA | SERVICE AIR C VALVES PIPING AND RELATED EQUIPMENT A
BAR007HDC-AAAB | CIRCULATING WATER PUMP #2 PUMPS C
BAR007HEC-ABAA | HEAT EXCHANGER CLOSED LOOP COOLING WATER#1 COOLERS C
BAR006VAB-AA | INLET AIR FILTERS B
BAR006VBA-AAAB | EMERGENCY SEAL OIL PUMP PUMPS A
BAR007VBA-AFAB | LUBE OIL CONTROL & REGULATING VALVES I & C PIPING VALVES & RELATED EQUIPMENT A
BAR007WGB-AA | HP DRUM B
BAR007VCA-AAAA | HYDRAULIC PUMP #1 PUMPS A
BAR007VDA-AB | STARTING SYSTEM AND TURNING GEAR I&C A
BAR007MAA-AAAA | BOILER FEED PUMP A1 PUMPS A
BAR006VCB-AB | HYDRAULIC/TRIP OIL PIPING AND VALVES B
BAR007EFA-AB | INSTRUMENTS AND CONTROLS A
BAR007VGB-AC | COMPRESSOR PIPING AND VALVES B
BAR007VGB-AD | COMBUSTION CHAMBER B
BAR007VGB-AE | TURBINE B
BAR007YAC-AF | PIPING AND ASSOCIATED VALVES C
BAR006VEA-AAAAAH | LOAD COMPARTMENT COOLING AIR FAN 88VG2 FANS COOLING AIR SYSTEM A
BAR007FDC-AAAD | HYDRAULIC FLUID PUMP #2 PUMPS C
BAR007MCA-AA | PUMPS A
BAR007MAB-ACAB | BFP SUCTION SECTION BOILER FEED PUMP I&C B
BAR006RCA-AAAA | GAS TURBINE A FIRE PROTECTION SYSTEM CO2 CO2 SYSTEM A
BAR006RCB-ABAA | GAS TURBINE B FIRE PROTECTION SYSTEM CO2 CO2 I&C B
BAR007MCA-AC | PIPING AND VALVES A
BAR007MCA-AB | TANKS A
BAR007MCB-AC | PIPING AND VALVES B
BAR007NDA-AA | INSTRUMENTS AND CONTROLS A
BAR007GAA-AAAAAB | OIL COOLER PUMP MAIN POWER TRANSFORMER 6A MAIN POWER TRANSFORMER A
BAR007GAB-AAAAAC | COOLING FAN MAIN POWER TRANSFORMER 6B MAIN POWER TRANSFORMER B
BAR007GAC-AAAAAE | NITROGEN SYSTEM MAIN POWER TRANSFORMER 6C MAIN POWER TRANSFORMER C
BAR007HKC-AAABAJ | COOLING TOWER FAN J CWCLJ FANS FORCED DRAFT COOLING TOWER C
BAR007VAB-AD | INLET BLEED HEAT B
BAR007VAB-AEAB | HEAT & VENT SYSTEM AIR AND GAS I&C B
BAR007VBA-AAAC | LUBE OIL #1 PUMP PUMPS A
BAR007LAC-ABAA | HOTWELL HOTWELL C
BAR007VEB-ABAA | EXHAUST FRAME FAN #1 EXHAUST FRAME COOLING B
BAR006PAB-AC | COMPARTMENT ACCESSORY B
BAR006PAC-AK | PUMPS C
BAR006PAC-AKAA | STEAM TURBINE AREA SUMP PUMPS C
BAR006PAC-AKAAAA | WASTE WATER PUMP #1 STEAM TURBINE AREA SUMP PUMPS C
BAR006WCB-AAAA | TUBING EVAPORATOR HP TUBING B
BAR006WEA-AAAA | ECONOMIZER RECIRCULATING PUMP #3A PUMPS A
BAR006MAB-ABAC | BFP IP DRUM FLOW PIPING & VALVES HRSG B PIPING AND VALVES B
BAR006MAB-AAABAJ | BFP B2 LUBE OIL SKID BOILER FEED PUMP B2 PUMPS B
BAR006HCC-AAAC | TANKS CHLORINATION C
BAR006HDC-ABAB | WATERBOX WEST CONDENSER WATERBOX AND RELATED EQUIPMENT C
BAR006YAC-AAAA | NITROGEN PIPING VALVES AND RELATED EQUIPMENT UNLOADING STATION C
BAR006YAC-AEAA | AMMONIA SUPPRESSION SYSTEM FOR UNLOADING SKID & TANKS SUPPRESSION SYSTEM C
BAR006MCB-AAAAAB | PHOSPHATE PUMP #4 HRSG B IP DRUM PHOSPHATE FEED PUMPS B
BAR006YBB-AAABAA | AMMONIA FORWARDING PUMP A AMMONIA FORWARDING PUMPS HRSG B AMMONIA FORWARDING SKID B B
BAR006KCC-AA | RUNNING STATION C
BAR006LAC-ACAA | CONDENSER VACUUM BREAKER VALVES PIPING AND VALVES C
BAR006LAC-ACAB | EXHAUST HOOD SPRAY & CONDENSER SPRAY CURTAIN PIPING AND VALVES C
BAR007BHB-AA | CEMS EQUIPMENT HRSG B B
BAR007DDA-AAAD | GAS REGULATING & SAFETY SHUTOFF VALVES A PIPING AND VALVES A
BAR006WBA-AG | LP BYPASS PIPING AND VALVES A
BAR006WBA-AGAE | HRSG A STEAM BYPASS SYSTEM LP I & C LP BYPASS PIPING AND VALVES A
BAR006WBB-AA | MAIN STEAM PIPING AND VALVES B
BAR006WBB-AAAF | MAIN STEAM I & C MAIN STEAM PIPING AND VALVES B
BAR006WBB-ALAH | TWIP SYSTEM I & C TWIP SYSTEM B
BAR006MAB-AAAAAB | MOTOR BOILER FEED PUMP B1 PUMPS B
BAR006WGA-AA | HP DRUM A
BAR006HEC-AA | PUMPS C
BAR006YCA-AAAAAB | DILUTION AIR FAN #2 HRSG A DILUTION AIR FAN AMMONIA SKID HRSG A A
BAR006VGB-AGAD | MARK VIe CONTROL SYSTEM GAS TURBINE I&C B
BAR006VJC-AC | TANKS C
BAR006WAC-AAAA | NITROGEN PIPING VALVES AND RELATED EQUIPMENT UNLOADING STATION C
BAR006ZAC-AB | OVATION C
BAR006LHC-AB | AQUEOUS AMMONIA PUMP C
BAR006WBA-ABAG | INSTRUMENTS AND CONTROLS IP/COLD REHEAT PIPING AND VALVES A
BAR006WBA-AC | HOT REHEAT PIPING AND VALVES A
BAR006ECB-ADAD | SWITCH B SEAL OIL DIFF PRESS TRIP 63ST1A INSTRUMENTS AND CONTROLS B
BAR006ECB-ADAE | SWITCH B SEAL OIL DIFF PRESS TRIP 63ST1B INSTRUMENTS AND CONTROLS B
BAR006DDB-AAAAAFAB | TRANSMITTER B STOP/SPEED RATIO VALVE DIFF PRESS 96SR2 TRANSMITTERS GAS PIPING & VALVES HEADER TO FUEL GAS HEATER PIPING AND VALVES B
BAR006DDB-AAAAAFAC | TRANSMITTER NATURAL GAS FLOW NGBFT001 TRANSMITTERS GAS PIPING & VALVES HEADER TO FUEL GAS HEATER PIPING AND VALVES B
BAR006DDB-ABAAAA | HEATER NGBHX001 NATURAL GAS HEATER FEEDWATER HEATERS B
BAR006ECC-ACAH | SWITCH SEAL OIL DRAIN HIGH LEVEL LSH3401 INSTRUMENTS AND CONTROLS C
BAR006EDC-AA | GENERATOR TERMINAL ENCLOSURE C C
BAR006EFA-ABAC | SWITCH A HIGH GENERATOR CASING PRESSURE 63GH1 INSTRUMENTS AND CONTROLS A
BAR006HEC-ACADAC | VALVE CLOSED LOOP COOLING WATER TANK LEVEL CONTROLAUTOMATIC VALVE TANK SERVICE WATER VALVES PIPING AND RELATED EQUIPMENT C
BAR006HEC-ADABAB | INDICATOR CLOSE LOOP COOL HX 2 OUT PRESSURE CWPI010 HEAT EXCHANGER CLOSED LOOP COOLING WATER #2 SERVICE WATER I&C C
BAR006FAC-ABAQAK | PROBE SPEED #1 EMERGENCY OVERSPEED ST202A TURBINE PROTECTION HIGH PRESSURE I&C C
BAR006DDB-ABAAAB | VALVE INLET ISOLATION @ GAS HEATER B GAS TURBINE NATURAL GAS HEATER FEEDWATER HEATERS B
BAR006GAB-AAAAABAC | BREAKER OIL COOLER PUMP MAIN POWER TRANSFORMER 6B MAIN POWER TRANSFORMER B
BAR006HKC-AAAAAG | VALVE COOLING TOWER BYP FEED CTBYPFV001 COOLING TOWER STRUCTURE AND BASIN FORCED DRAFT COOLING TOWER C
BAR006FAC-ABAQAZ | PROBE SPEED #3 EMERGENCY OVERSPEED ST202C TURBINE PROTECTION HIGH PRESSURE I&C C
BAR006HKC-AAABAGAA | FAN COOLING TOWER FAN G CWCLG FANS FORCED DRAFT COOLING TOWER C
BAR006EAA-ABAP | INDICATOR GAS TURB A H2 COOLER CLCTI011 TEMPERATURE GENERATOR I&C A
BAR006FDC-AAACAA | PUMP HYDRAULIC FLUID PUMP #1 PUMPS C
BAR006FDC-AAABAA | PUMP HYDRAULIC FLUID CIRC. PUMP PUMPS C
BAR006FDC-AAABAE | MOTOR HYDRAULIC FLUID CIRC. PUMP PUMPS C
BAR006FDC-ABAE | VALVE B HYDRAULIC SUPPLY LOW PRESSURE RELIEF VR232 PIPING AND VALVES C
BAR007BFB-AAAA | STACK B STACK HRSG B
BAR006N | WATER TREATMENT PLANT
BAR006VG | GAS TURBINE
BAR007M | FEEDWATER
BAR007P | SERVICE FACILITIES
BAR007RC | CARBON DIOXIDE
BAR006RCA | A
BAR006VGB-AEAA | NOZZLES 1ST STAGE TURBINE B
BAR006VBB-AEAAAA | HEATER LO TANK IMMERSION 23QT123 LUBE OIL TANK FILTERS & PIPING TANKS B
BAR006VJC-ADAAAE | SWITCH WATER WASH SKID FLOW 80WW1 WATER WASH PIPING AND VALVES I&C C
BAR006VEB-ABAAAC | SWITCH B TURBINE SHELL EXH FRAME BLOWER DISC PRESS 63TK1 EXHAUST FRAME FAN #1 EXHAUST FRAME COOLING B
BAR006VGA-ABBE | BLADES STAGE 14 ROTATING COMPRESSOR A
BAR006VFB-AAAE | VALVE B FUEL GAS CONTROL VGC2 GAS B
BAR006VGA-AGADAE | TRANSMITTER A BEARING #1 SHAFT AXIAL POSITION 96VC12 MARK VI CONTROL SYSTEM GAS TURBINE I&C A
BAR006VAB-ABABAD | PUMP 88AC2 INLET FILTER EVAPORATIVE PUMP #2 INLET COOLING B
BAR006VDC-AAAA | EXCHANGER LCI HEAT NGGAS TURBINE00A LOAD COMMUTATING INVERTER LCI C
BAR006VBB-AAAEAB | SWITCH B LOW LUBE OIL PRESS TRIP 63QT2A LUBE OIL PUMPS I & C PUMPS B
BAR006VAB-AEAAAB | SWITCH B INLET HEATING ISO VALVE LIMIT 33TH3 INLET AIR HEATING BLEED HEAT AIR AND GAS I&C B
BAR006VAB-AEAAAH | TRANSMITTER B INLET HEATING CONTROL VALVE POSITION 96TH1 INLET AIR HEATING BLEED HEAT AIR AND GAS I&C B
BAR006VBA-AAAAAA | MOTOR 88QE1 EMERGENCY LUBE OIL PUMP PUMPS A
BAR007VCA-AAABAA | PUMP 88HQ2 HYDRAULIC PUMP #2 PUMPS A
BAR007VBA-ABAC | LUBE OIL COOLERS I & C COOLERS A
BAR006MAA-AAABAJAAAA | MOTOR LUBE OIL PUMP LUBE OIL SKID A2 BOILER FEED PUMP A2 PUMPS A
BAR006MAA-ACACAD | TRANSMITTER BOILER FW A DISCH PRESSURE FWAPT005 BFP HP DRUM FLOW SECTION BOILER FEED PUMP I&C A
BAR006VKB-AAAAAD | VALVE AUGMENTATION STEAM SHUTOFF ASBVS32B STEAM INJECTION POWER AUGMENTATION PIPING AND VALVES B
BAR006VGA-ABAH | BLADES STAGE 4 STATIONARY COMPRESSOR A
BAR007VEA-AAAAAHAB | MOTOR 88VG2 LOAD COMPARTMENT COOLING AIR FAN 88VG2 FANS COOLING AIR SYSTEM A
BAR006VGA-AAAAAE | VALVE SERVO VANES VARIABLE INLET GUIDE INLET BELLMOUTH A
BAR007VAB-ABABAD | PUMP 88AC2 INLET FILTER EVAPORATIVE PUMP #2 INLET COOLING B
BAR007VBA-AAACAC | VALVE CHECK DISCHARGE LUBE OIL #1 PUMP PUMPS A
BAR007VEA-ABABAA | FAN 88TK2 EXHAUST FRAME FAN #2 EXHAUST FRAME COOLING A
BAR007VAB-AEAAAE | TRANSMITTER B COMPRESSOR DISCH PRESS 96CD1C INLET AIR HEATING BLEED HEAT AIR AND GAS I&C B
BAR006MAA-AAABAJAB | TANK LUBE OIL SKID A2 BOILER FEED PUMP A2 PUMPS A
BAR006VAA-ADAA | VALVE A INLET BLEED HEAT QUICK EXHAUSTER VA421 INLET BLEED HEAT A
BAR007VEA-AAAAAEAB | MOTOR 88BT1 COOLING AIR FAN TURBINE COMPARTMENT 88BT1 FANS COOLING AIR SYSTEM A
BAR007VAB-AEAAAG | TRANSMITTER B INLET HEATING CONTROL CV UPSTREAM 96BH1 INLET AIR HEATING BLEED HEAT AIR AND GAS I&C B
BAR006VAB-AEABAK | SWITCH B TURBINE COMP TEMPERATURE 26BT2 HEAT & VENT SYSTEM AIR AND GAS I&C B
BAR006VEB-AAAAACAB | MOTOR 88BL1 COOLING AIR FAN LUBE OIL SKID 88BL1 FANS COOLING AIR SYSTEM B
BAR007VAB-AEABAK | SWITCH B TURBINE COMP TEMPERATURE 26BT2 HEAT & VENT SYSTEM AIR AND GAS I&C B
BAR007VBA-AEABAC | SWITCH A HIGH LUBE OIL LEVEL ALARM 71QH1 LUBE OIL TANK FILTERS & PIPING I & C TANKS A
BAR007VBA-AEABAG | SWITCH A LOW LUBE OIL LEVEL ALARM 71QL1 LUBE OIL TANK FILTERS & PIPING I & C TANKS A
BAR006VGB-AGABAB | TRANSMITTER B INLET AIR TOTAL PRESS 96CS1 COMPRESSOR SECTION GAS TURBINE I&C B
BAR006VGB-ACAC | VALVE COMPRESSOR BLEED #3 COMPRESSOR PIPING AND VALVES B
BAR007VBA | A
BAR007VB | LUBE OIL SYSTEM
BAR006ZC | MATERIALS MANAGEMENT
BAR006EDC | C
BAR007ZAC | C
BAR007ZB | PLANT PROCESS CONTROL
BAR006VBA | A
BAR006VCA | A
BAR006VCB | B
BAR006FDC-ADAA | STEAM TURBINE HYDRAULIC COOLING FAN #1 MISCELLANEOUS EQUIPMENT C
BAR006LGC | C
BAR006DDA-AAABAA | ELEMENT FEEDWATER HEATER FLOW FWAFE004 FEEDWATER PIPING AND VALVES FOR FUEL GAS HEATER PIPING AND VALVES A
BAR006DDA-ABAA | NATURAL GAS HEATER FEEDWATER HEATERS A
BAR006DDB-AAAC | PIPING & VALVES SEPARATORS TO ACCESSORY MODULE B PIPING AND VALVES B
BAR006WHB | B
BAR006MAB | B
BAR007VA | AIR & GAS SYSTEM
BAR006PAA | A
BAR006MCA | A
BAR006MCB | B
BAR006WBB | B
BAR006ZDC | C
BAR006FF | TURBINE LUBE
BAR006GF | BREAKER
BAR006GAC | C
BAR006LH | CHEMICAL INJECTION
BAR006MC | FEEDWATER CHEMICAL INJECTION
BAR006ND | WATER TREATMENT EQUIPMENT
BAR006SB | SERVICE AIR
BAR006VC | HYDRAULIC & TRIP OIL SYSTEM
BAR006WA | NITROGEN
BAR007ECA | A
BAR006WF | CHEMICAL CLEANING
BAR006YC | AMMONIA VAPORIZATION SKID
BAR006ZE | LAN / WAN
BAR007BH | CEMS
BAR006VEB | B
BAR007EFC | C
BAR006EDB | B
BAR006EFB | B
BAR006EFC | C
BAR006VFA | A
BAR006ECB | B
BAR007BFA-AA | STACK HRSG A
BAR007BFB-AA | STACK HRSG B
BAR006WBA-AGAC | VALVE SPRAY WATER SHUTOFF DCS MANUAL DSHAMV280 LP BYPASS PIPING AND VALVES A
BAR006MAB-ACADAD | TRANSMITTER IP B FEEDWATER FLOW FWBFT103 BFP IP DRUM FLOW SECTION BOILER FEED PUMP I&C B
BAR006MCA-ACAA | PIPE PHOSPHATE PIPING AND VALVES A
BAR006VGB-ABAG | BLADES STAGE 3 ROTATING COMPRESSOR B
BAR006VGB-ABAA | FILTER SUPPLY AIR TO COMPRESSOR BLEED VALVES COMPRESSOR B
BAR006VGB-ABAD | BLADES STAGE 2 STATIONARY COMPRESSOR B
BAR006VGB-ABAR | BLADES STAGE 8 STATIONARY COMPRESSOR B
BAR006NDB-AAAAAG | PORT HRSG B HP BOILER MAIN STEAM PH & CONDUCTIVITY SAMPLE WATER ANALYSIS SAMPLE PANEL WATER SIDE INSTRUMENTS AND CONTROLS B
BAR006WBA-AEAFAC | THERMOCOUPLE HP STEAM BYPASS A TEMP HPBATE105 HRSG A STEAM BYPASS SYSTEM HP I & C HP BYPASS PIPING AND VALVES A
BAR006VJC-ACAC | TANK WATER WASH SOAP TANKS C
BAR006VJC-ADAAAA | SWITCH COMPRESSOR WASH WATER PRESS 63TW1 WATER WASH PIPING AND VALVES I&C C
BAR006VJC-ADAAAF | THERMOSTAT WATER WASH SKID AMBIENT TEMP LOW 26WS2 WATER WASH PIPING AND VALVES I&C C
BAR006VKA-AAAAAA | VALVE AUGEMNTATION STEAM THROTTLE ASAVA42A STEAM INJECTION POWER AUGMENTATION PIPING AND VALVES A
BAR006WBA-AHAD | VALVE A HOT REHEAT SHUTOFF HRHMV150 TWIP SYSTEM A
BAR006NDA-AAAAAH | PORT HRSG A IP BOILER DRUM PH & CONDUCTIVITY SAMPLE WATER ANALYSIS SAMPLE PANEL WATER SIDE INSTRUMENTS AND CONTROLS A
BAR006NDA-AAAAAG | PORT HRSG A HP BOILER MAIN STEAM PH & CONDUCTIVITY SAMPLE WATER ANALYSIS SAMPLE PANEL WATER SIDE INSTRUMENTS AND CONTROLS A
BAR006NDC-AAABAL | ANALYZER SODIUM BOTTOM EAST 622 WATER ANALYSIS ANALYZER PANEL INSTRUMENTS AND CONTROLS C
BAR006MAA-AAAAAJAB | TANK LUBE OIL SKID A1 BOILER FEED PUMP A1 PUMPS A
BAR006MAA-ABABAA | VALVE HP DISCHARGE ISOLATION FWAMV084 BFP HP DRUM FLOW PIPING & VALVES HRSG A PIPING AND VALVES A
BAR006MAA-ABABAC | VALVE HP ECONOMIZER ISO MOV FWAMV077 BFP HP DRUM FLOW PIPING & VALVES HRSG A PIPING AND VALVES A
BAR006MAA-ACADAE | TRANSMITTER IP A FEEDWATER PRESSURE FWAPT002 BFP IP DRUM FLOW SECTION BOILER FEED PUMP I&C A
BAR006MAB-AAAAAG | VALVE SUPPLY THROTTLE BUSHING INBOARD BOILER FEED PUMP B1 PUMPS B
BAR006MAB-AAABAAAA | FILTER B2 BFP MOTOR MOTOR FWBPU0026 BOILER FEED PUMP B2 PUMPS B
BAR006WCA-ACABAA | THERMOCOUPLE GAS TEMP OF IP SPRTHR BOILER A BLATE304D TUBING SUPERHEATER IP TUBING A
BAR006VKB-ABAAAG | THERMOCOUPLE AUG STEAM B SPRAY WTR TEMP DSHBTE001 STEAM INJECTION POWER AUGMENTATION WATER/STEAM INJECTION I&C B
BAR006WAC-AAAAAD | VALVE CHECK NITROGEN AUX. CONNECTION NITROGEN PIPING VALVES AND RELATED EQUIPMENT UNLOADING STATION C
BAR006PAB-ADAAABAA | PUMP 3B SUMP PUMP EAST SUMP CT B AREA PUMPS B
BAR006PAB-ADAAABAB | MOTOR 3B SUMP PUMP EAST SUMP CT B AREA PUMPS B
BAR006MAA-ACABAA | THERMOCOUPLE HP BFP A SUCTON TEMP FWATE001 BFP SUCTION SECTION BOILER FEED PUMP I&C A
BAR006MAA-ACABAC | ELEMENT HP A FEEDWATER FLOW FWAFE003 BFP HP DISCHARGE SECTION BOILER FEED PUMP I&C A
BAR007FFC-ABAAAE | TRANSMITTER LOW LUBE OIL LEVEL LS260B LUBE OIL CONTROL & REGULATING VALVES VALVES C
BAR007FFC-ACAAAC | INDICATOR SEAL OIL COOLER PRESS DIFF CLCPDI017 LUBE OIL COOLERS COOLERS C
BAR007FFC-ACAAAE | INDICATOR SEAL OIL COOLER PRESS DIFF CLCPDI019 LUBE OIL COOLERS COOLERS C
BAR006MAB-ABAAAA | VALVE BOILER FEED PUMP MINIMUM FLOW FWAFV001 BFP MINIMUM FLOW PIPING & VALVES PIPING AND VALVES B
BAR006MAB-AAABAJAAAB | BREAKER LUBE OIL PUMP BFP B2 LUBE OIL SKID BOILER FEED PUMP B2 PUMPS B
BAR006VGA-ABBN | BLADES EGV2 STATIONARY COMPRESSOR A
BAR006VGA-ACAB | VALVE COMPRESSOR BLEED #2 COMPRESSOR PIPING AND VALVES A
BAR006WAC-ABAF | TANK TANK C
BAR006WBA-AAAA | VALVE HRSG A MAIN STEAM STARTUP VENT MOV MSAPV005 MAIN STEAM PIPING AND VALVES A
BAR006WBB-AAAGAD | THERMOCOUPLE HP B SUPERHEAT ATTEMP IN TEMP MSBTE012 HRSG B HP ATTEMPERATOR SECTION MAIN STEAM PIPING AND VALVES B
BAR006WBB-AAAGAG | THERMOCOUPLE HP STEAM B BYP SPRAY WTR TEMP DSHBTE002 HRSG B HP ATTEMPERATOR SECTION MAIN STEAM PIPING AND VALVES B
BAR006PAC-AKAAADAD | VALVE DISCHARGE B STEAM TURBINE WASTE WATER PUMP STEAM TURBINE AREA SUMP PUMPS C
BAR006RAC-ABAAAA | SPRINKLER FOG SYSTEM TURBINE OIL CONDITIONER FIXED MANUAL TURBINE OIL FIRE PROTECTION STATIONS C
BAR007FFC-ADABAD | ALARM LOW LUBE OIL LEVEL LS260D ALARM AND TRIP C INSTRUMENTS AND CONTROLS TANKS C
BAR006MAB-ABABAC | VALVE HP DRUM LEVEL FLOW CONTROL FWBFV088 BFP HP DRUM FLOW PIPING & VALVES HRSG B PIPING AND VALVES B
BAR006VGA-AFAA | BEARING TURBINE #1 BEARINGS A
BAR006WBA-ACAEAJ | TRANSMITTER HR STEAM A TURBINE PRESS HRAPT001 HOT REHEAT INSTRUMENTS AND CONTROLS HOT REHEAT PIPING AND VALVES A
BAR006WBA-ACAEAG | TRANSMITTER HR A STEAM FLOW HRAFT001 HOT REHEAT INSTRUMENTS AND CONTROLS HOT REHEAT PIPING AND VALVES A
BAR006WBB-AGADAC | THERMOCOUPLE IP BYPASS DRAIN B TEMP IPBTE180 HRSG B STEAM BYPASS SYSTEM IP I & C IP BYPASS PIPING AND VALVES B
BAR006WBA-ADAA | VALVE HRSG A LP STEAM STARTUP VENT MOV LPAPV205 LP STEAM PIPING AND VALVES A
BAR006NDB-AAAAAD | PORT HRSG B HOT REHEAT SAMPLE WATER ANALYSIS SAMPLE PANEL WATER SIDE INSTRUMENTS AND CONTROLS B
BAR006WBA-AFAG | VALVE 6A IP BYPASS 1ST NOZ WATER CONT VLV DSHATV221 STARTUP IP BYPASS PIPING AND VALVES A
BAR006WBA-AFAD | VALVE IP BYPASS SUPPLY PRESSURE CONTROL IPBAPV101 IP BYPASS PIPING AND VALVES A
BAR006KCD-AE | TRANSFORMER POWER POTENTIAL XFMR. STM GEN EXCITER {4160/480V
BAR006VGA-ABBK | BLADES STAGE 17 STATIONARY COMPRESSOR A
BAR006BHA-AAAQ | DATA ACQUISITION SYSTEM HRSG A IRTP CEMS
BAR007KCD-AE | TRANSFORMER BFP 1A ISOLATION XFMR 4160/2080V 1750KVA
BAR007KCD-AJ | TRANSFORMER 4160/480V SWGR BUS A XFMR. 2000KVA 4160/480V
BAR006BHA-AAAR | PROBE HRSG A CEMS
BAR006VGB-ABAQ | BLADES STAGE 7 ROTATING COMPRESSOR B
BAR006WHA-ADAL | TRANSMITTER BURNER A GAS PILOT HEADER PRESSURE BMAPT035 DUCT BURNERS I&C A
BAR006ECB-ADAG | SWITCH GENERATOR SEAL OIL DRAIN ENLARGEMENT LEVEL 71SD1INSTRUMENTS AND CONTROLS B
BAR007VFB-ABAABA | TRANSMITTER B FUEL GAS FLOW ORIFICE UPSTREAM PRESS 96FG1 GAS FUEL SYSTEM FUEL I&C B
BAR006WBA-ADAFAA | TRANSMITTER LP A ADMISSION STEAM PRESS LPAPT206 LOW PRESSURE I&C A
BAR007VFB-ABAABB | TRANSMITTER B INTERSTAGE FUEL GAS PRESS 96FG2A GAS FUEL SYSTEM FUEL I&C B
BAR007VCA-ABAAAA | VALVE SOLENOID FUEL GAS STOP VALVE 20FG1 TRIP OIL SYSTEM A
BAR007VCA-ABAAAB | VALVE SOLENOID COMPRESSOR IGV 20TV1 TRIP OIL SYSTEM A
BAR007FAC-ABBB | TRANSMITTER HP TURB STEAM OUT PRESS CRBPT003 HIGH PRESSURE I&C C
BAR007VGA-ADABB | DETECTOR FLAME "B" CAN #12 COMBUSTION CHAMBER A
BAR006VGB-ADABC | DETECTOR FLAME "C" CAN # 13 COMBUSTION CHAMBER B
BAR007VGB-ADABB | DETECTOR FLAME "B" CAN #12 COMBUSTION CHAMBER B
BAR006VCB-ADAP | SWITCH HYDRAULIC OIL FILTER DIFF PRESS ALARM 63HF2 HYDRAULIC AND TRIP OIL SYSTEM I&C B
BAR006VCA-ADAL | SWITCH HYDRAULIC OIL SUPPLY PRESS 63HQ1B HYDRAULIC AND TRIP OIL SYSTEM I&C A
BAR007VGB-ADABC | DETECTOR FLAME "C" CAN #13 COMBUSTION CHAMBER B
BAR006VGA-ADABD | DETECTOR FLAME "D" CAN #14 COMBUSTION CHAMBER A
BAR006FAC-ABAQBL | SWITCH PROXIMITY SWITCH ETD #2 RESET ZE5010A TURBINE PROTECTION HIGH PRESSURE I&C C
BAR006WGA-AEAAAP | INDICATOR DRUM LEVEL BOILER A BLALI234 HRSG A DRUMS HEADERS LINKS DRUMS TANKS I&C A
BAR006VEA-AAAAABAB | MOTOR 88BN2 COOLING AIR FAN BEARING AREA 88BN2 FANS COOLING AIR SYSTEM A
BAR007WBB-AAAD | VALVE MAIN STEAM ISO MOV MSBMV001 MAIN STEAM PIPING AND VALVES B
BAR007WBB-AKAC | VALVE COLD REHEAT SHUTOFF CRHMV400 TWIP SYSTEM B
BAR006YCB-AAACAC | TRANSMITTER AMMONIA HDR FLOW SCBFIT502 AMMONIA VAPORIZATION I&C AMMONIA SKID HRSG B B
BAR006FFC-AAAAABAA | MOTOR LUBE OIL CONDITIONING PUMP LUBE OIL PUMPS PUMPS C
BAR007FFC-ADABAU | SWITCH LOW LUBE OIL HDR PRESS ALARM & TRIP PS270D INSTRUMENTS AND CONTROLS TANKS C
BAR006WCA-ABADAD | THERMOCOUPLE GAS TEMP INTO HP ECONOMZER BOILER A BLATE305D INSTRUMENTS AND CONTROLS ECONOMIZER HP A
BAR007YDB-AAAA | PIPING AND VALVES FROM SKID B TO HRSG AMMONIA INJECTION GRID HRSG B B
BAR006WBB-AMAA | VALVE AUGMENT STEAM ISO MOV ASBMV100 STEAM AUGMENTATION PIPING AND VALVES B
BAR007FEC-ABAE | THERMOCOUPLE STEA SEAL TEMP DSHTE110 STEAM SEAL I&C C
BAR007VAB | B
BAR007WJA | A
BAR006FDC-AAACAC | VALVE DISCHARGE HYDRAULIC FLUID PUMP #1 PUMPS C
BAR007VCB-ACAA | TANK HYDRAULIC BYPASS B TANKS B
BAR006NDA-AAABAG | ANALYZER IP BOILER DRUM HRSG A CONDUCTIVITY 132 WATER ANALYSIS ANALYZER PANEL INSTRUMENTS AND CONTROLS A
BAR006VAB-AEAAAC | TRANSMITTER B COMPRESSOR DISCH PRESS 96CD1 INLET AIR HEATING BLEED HEAT AIR AND GAS I&C B
BAR006MAB-AAABAB | BREAKER BOILER FEED PUMP B2 PUMPS B
BAR006WCB-AFABAB | THERMOCOUPLE GAS TEMP OUT OF FW PREHTR BOILER B BLBTE306B HRSG B LP FEEDWATER PREHEATER SECTION I & C FEEDWATER PREHEATER TUBING B
BAR006PAB-ADAAAB | 3B SUMP PUMP EAST SUMP CT B AREA PUMPS B
BAR006VEA-ABAAAC | SWITCH A TURBINE SHELL EXH FRAME BLOWER DISC PRESS 63TK1 EXHAUST FRAME FAN #1 EXHAUST FRAME COOLING A
BAR007K | STATION SERVICE
BAR007NC | POTABLE WATER
BAR006YAC-AAAB | AMMONIA VAPOR PIPING VALVES AND RELATED EQUIPMENT UNLOADING STATION C
BAR007WBB-AB | IP/COLD REHEAT PIPING AND VALVES B
BAR007WCA-AD | REHEATER TUBING A
BAR007SAC-ACAA | TANK #1 TANKS C
BAR006BHA-AAAH | PROBE HRSG A CEMS DILUTION
BAR006BHB-AAAJ | PUMP HRSG B CEMS CO2 VACUUM
BAR007GAA-AAAAACAC | FAN BLADE COOLING FAN MAIN POWER TRANSFORMER 6A MAIN POWER TRANSFORMER A
BAR007VAA-ADAB | VALVE A INLET HEATING CONTROL VA201 INLET BLEED HEAT A
BAR007VAA-AEAAAA | SWITCH A INLET HEATING DRAIN VALVE LIMIT 33TH4 INLET AIR HEATING BLEED HEAT AIR AND GAS I&C A
BAR007VAA-AEAAAG | TRANSMITTER A INLET HEATING CONTROL CV UPSTREAM 96BH1 INLET AIR HEATING BLEED HEAT AIR AND GAS I&C A
BAR007VAA-AEABAJ | SWITCH A TURBINE COMP TEMPERATURE 26BT1 HEAT & VENT SYSTEM AIR AND GAS I&C A
BAR007VBB-AAAEAG | SWITCH C LUBE OIL PUMP NO.2 RUNNING PRESS PS267B LUBE OIL PUMPS I & C PUMPS B
BAR007WBA-AAAFAD | THERMOCOUPLE MAINSTEAM A TEMP MSATE001 MAIN STEAM I & C MAIN STEAM PIPING AND VALVES A
BAR007VBB-ADAAAB | MOTOR 88QV1A MIST ELIMINATOR A VAPOR EXTRACTION B
BAR007WBA-AAAFAE | TRANSMITTER MAINSTEAM A PRESSURE MSAPT006 MAIN STEAM I & C MAIN STEAM PIPING AND VALVES A
BAR007VCA-ABAA | PIPING AND VALVES TRIP OIL HYDRAULIC/TRIP OIL PIPING AND VALVES A
BAR006VCB-ABAD | ACCUMULATOR PIPING AND VALVES AND OTHER RELATED EQUIPMENT B
BAR007SAC-AEAAAE | SWITCHES INSTRUMENT AIR TEMPERTURE AND DEWPOINT MOISTURE IAMS0 PIPING & VALVES INSTRUMENT AIR CONTROL AIR I&C C
BAR007SBA-AAAA | VALVE CT/HRSG A SERVICE AIR ISOLATION SERVICE AIR C VALVES PIPING AND RELATED EQUIPMENT A
BAR007SBC-AAAA | VALVE NONESSENTIAL AIR SHUTOFF SAFV001 SERVICE AIR C VALVES PIPING AND RELATED EQUIPMENT C
BAR007SBC-AAAE | VALVE NONESSENTIAL AIR SHUTOFF SAFV005 SERVICE AIR C VALVES PIPING AND RELATED EQUIPMENT C
BAR007VBB-AAACAB | BREAKER LUBE OIL #1 PUMP PUMPS B
BAR007FFC-ADABAQ | SWITCH LO FILTER HIGH DIFF PRESSURE NO.1 PS271A INSTRUMENTS AND CONTROLS TANKS C
BAR007FFC-ADABAZ | TRIP & ALARM LOW LUBE OIL HEADER PRESSURE PS270D INSTRUMENTS AND CONTROLS TANKS C
BAR007VCB-AAABAA | PUMP 88HQ2 HYDRAULIC PUMP #2 PUMPS B
BAR007VCB-AAAAAC | VALVE DISCHARGE 3WAY HYDRAULIC PUMPS #1 & #2 PUMPS B
BAR007FJC-AAAK | VALVE MAIN STEAM STOP #2 VALVES C
BAR007FJC-AAAZ | VALVE ST REVERSE FLOW AOVRFV VALVES C
BAR007DDA-ABAC | VALVE SAFETY SHUTOFF NGASV001 GAS REGULATING & SAFETY SHUTOFF VALVES A
BAR007GAB-AAAAAF | CIRCUIT BREAKER MAIN TRANSFORMER COOLING SUPPLY MAIN POWER TRANSFORMER 6B MAIN POWER TRANSFORMER B
BAR007ZAC-ABAAAAAL | CABINET #22 CABINETS HARDWARE ASSOCIATED WITH OVATION OVATION C
BAR007VAB-ABAEAA | PIPING EVAP COOLING WATER SUPPLY VALVES AND RELATED EQUIPMENT INLET COOLING B
BAR007VAB-ABAEAB | VALVES MISC. SMALL VALVES VALVES AND RELATED EQUIPMENT INLET COOLING B
BAR007VBA-AAAAAA | MOTOR 88QE1 EMERGENCY LUBE OIL PUMP PUMPS A
BAR007VBA-AAAAAC | VALVE CHECK DISCHARGE EMERGENCY LUBE OIL PUMP PUMPS A
BAR007VBA-AAAEAB | SWITCH A LOW LUBE OIL PRESS TRIP 63QT2A LUBE OIL PUMPS I & C PUMPS A
BAR007HKC-AAABABAE | BREAKER COOLING TOWER FAN B CWCLB FANS FORCED DRAFT COOLING TOWER C
BAR007SAC-AEAAAD | SWITCH INSTRUMENT AIR HEADER HUMIDITY SWITCH TO DCS PIPING & VALVES INSTRUMENT AIR CONTROL AIR I&C C
BAR007GAC-AAAAAF | CIRCUIT BREAKER MAIN TRANSFORMER COOLING SUPPLY MAIN POWER TRANSFORMER 6C MAIN POWER TRANSFORMER C
BAR007VAB-ABAEAD | VALVE FLOAT EVAP COOLER PIPING VALVES AND RELATED EQUIPMENT INLET COOLING B
BAR007VEA-ACAAAC | SWITCH A COMPRESSOR BLEED VLV LIMIT 33CB3 COOLING & SEALING AIR SYSTEM COOLING SYSTEM I&C A
BAR007VFB-AAAH | VALVE B STOP/SPEED RATIO VSR1 GAS B
BAR007WCB-AAADAC | THERMOCOUPLE GAS TEMP INTO SPRHTR NO. 3 BOILER B BLBTE303C TUBING SUPERHEATER #3 HP TUBING B
BAR007WCB-AAADAE | THERMOCOUPLE HP SPRHTR NO. 3 TUBE TEMP BOILER B BLBTE091A TUBING SUPERHEATER #3 HP TUBING B
BAR007WCB-AAAG | TUBING ECONOMIZER #2 HRSG B HP HP TUBING B
BAR007VCB-ABAA | PIPING AND VALVES TRIP OIL HYDRAULIC/TRIP OIL PIPING AND VALVES B
BAR007VGB-ABAD | BLADES STAGE 2 STATIONARY COMPRESSOR B
BAR007VGA-AAAAAA | VANE INLET GUIDE VANES VARIABLE INLET GUIDE INLET BELLMOUTH A
BAR006ZAC-AAAAACAA | COMPUTER
BAR007WBA-AFAH | VALVE 7A IP BYPASS 1ST NOZ SPRAY WATER CONT VLV DSHATV210 IP BYPASS PIPING AND VALVES A
BAR007WBB-ACAFAD | THERMOCOUPLE HR B ATTEMP OUT TEMP HRBTE406 HOT REHEAT SPRAY WATER I & C HOT REHEAT PIPING AND VALVES B
BAR007WCA-AAAAAD | THERMOCOUPLE HP EVAPORATOR TUBE TEMP BOILER A BLATE097A TUBING EVAPORATOR HP TUBING A
BAR007MAB-AAABABAA | FILTER B2 BFP MOTOR MOTOR BOILER FEED PUMP B2 PUMPS B
BAR007HDC-ABAAAE | VALVE CWP #1 DISCHARGE MOV CWMV001 WATERBOX EAST CONDENSER WATERBOX AND RELATED EQUIPMENT C
BAR007HDC-ACAAAG | ELEMENT CIRC WATER FLOW ORIFICETO SW HT EXCH 2 CWFE003 PIPING & VALVES CIRC. WATER TO CONDENSER WATER BOX CONDENSER CIRCULATING WATER I&C C
BAR007VGB-ABAM | BLADES STAGE 6 STATIONARY COMPRESSOR B
BAR007VJC-ADAAAF | THERMOSTAT WATER WASH SKID AMBIENT TEMP LOW 26WS2 WATER WASH PIPING AND VALVES I&C C
BAR006ZAC-ABAAAAAC | CABINET Remote I/O #13 CABINETS HARDWARE ASSOCIATED WITH OVATION OVATION C
BAR006ZAC-ABAAAAAD | CABINET Remote I/O #14 CABINETS HARDWARE ASSOCIATED WITH OVATION OVATION C
BAR007WBA-AJAA | VALVE AUGMENT STEAM ISO MOV ASAMV100 STEAM AUGMENTATION PIPING AND VALVES A
BAR007WBB-AAAE | VALVE MS DESUPERHEAT SPRAY BLK FWBMV023 MAIN STEAM PIPING AND VALVES B
BAR007HKC-AAACAB | METER COOLING TOWER WATER CONDUCTIVITY CWCD001 COOLING TOWER I&C FORCED DRAFT COOLING TOWER C
BAR007LBC-AAACAB | BREAKER CONDENSATE QUICK FILL & MAKEUP PUMP PUMPS C
BAR007LBC-AAACAH | VALVE QUICK FILL MANUAL ISOLATION CONDENSATE CONDENSATE QUICK FILL & MAKEUP PUMP PUMPS C
BAR007MAA-AAAAAC | BREAKER BOILER FEED PUMP A1 PUMPS A
BAR007MAA-AAABAE | VALVE SUCTION BOILER FEED PUMP A2 PUMPS A
BAR007MAA-AAABAF | VALVE CHECK BOILER FEED PUMP A2 PUMPS A
BAR007MAA-AAABAJAAAB | BREAKER LUBE OIL PUMP LUBE OIL SKID A2 BOILER FEED PUMP A2 PUMPS A
BAR007HDC-ACABAE | THERMOCOUPLE CIRC WATER FROM COND TEMP CWTE004 PIPING & VALVES CIRC. WATER WATER BOX TO RISER VALVES CONDENSER CIRCULATING WATER I&C C
BAR007HEC-AAAAAA | FILTER 71 COOLING WATER PUMP CLOSED LOOP#1 PUMPS C
BAR007PAC-AF | BUILDING WATER WASH SKID C
BAR007VEA-AAAAACAC | BREAKER COOLING AIR FAN LUBE OIL SKID 88BL1 FANS COOLING AIR SYSTEM A
BAR007VDC-AAAA | EXCHANGER LCI HEAT NGGAS TURBINE00A LOAD COMMUTATING INVERTER LCI C
BAR007VGA-ABBG | BLADES STAGE 15 ROTATING COMPRESSOR A
BAR007VGA-ABBK | BLADES STAGE 17 STATIONARY COMPRESSOR A
BAR007VKA-AAAAAH | VALVE TRAIN A AUG STEAM HEADER SAFETY ASASV120 STEAM INJECTION POWER AUGMENTATION PIPING AND VALVES A
BAR007VKA-ABAAAD | SWITCH A STEAM AUG DRAIN VALVE #6 LIMIT 33BS6 STEAM INJECTION POWER AUGMENTATION WATER/STEAM INJECTION I&C A
BAR006ZAC-ABAAAAAN | CABINET Remote I/O #24 CABINETS HARDWARE ASSOCIATED WITH OVATION OVATION C
BAR006YBB-AAAAAL | VALVE RELIEF FORWARDING SKID SUPPLY AMMONIA FORWARDING SKID PIPING AND RELATED HRSG B AMMONIA FORWARDING SKID B B
BAR007LAC-AAACAA | TRANSMITTER CONDENSER PRESSURE CDPT004 #1 INSTRUMENTS AND CONTROLS CONDENSER C
BAR007WEB-ABAAAA | VALVE CONDENSATE RECIRC MINIMUM FLOW CONTROL CDBPV001 HRSG B CONDENSATE RECIRCULATING PIPING AND VALVES PIPING VALVES AND RELATED EQUIPMENT B
BAR007WGA-AAAAAD | TRANSMITTER HP DRUM LEVEL BOILER A BLALT040 DRUM HP DRUM A
BAR007WGB-AEAAAD | GAUGE TEMPORY BOILOUT LEVEL GAUGE B BOILER BLBLG030B HRSG B DRUMS HEADERS LINKS DRUMS & TANKS I&C B
BAR007DDA-AAAAAFAE | TRANSMITTER NATURAL GAS PRESSURE NGAPT001 TRANSMITTERS GAS PIPING & VALVES HEADER TO FUEL GAS HEATER PIPING AND VALVES A
BAR006YBB-AAABABAB | MOTOR AMMONIA FORWARDING PUMP B AMMONIA FORWARDING PUMPS HRSG B AMMONIA FORWARDING SKID B B
BAR007WBA-ABAD | VALVE REHEAT INLET SAFETY CRASR402 IP/COLD REHEAT PIPING AND VALVES A
BAR007DDB-AAAAAB | VALVE PRESSURE CONTROL NGBPV001 GAS PIPING & VALVES HEADER TO FUEL GAS HEATER PIPING AND VALVES B
BAR007WBA-ABAF | VALVE IP SUPERHEAT SAFETY CRASR101 IP/COLD REHEAT PIPING AND VALVES A
BAR007WGA-ABAAAB | THERMOCOUPLE IP DRUM A TEMP FWATE002 DRUM IP DRUM A
BAR007WGA-ABAC | VALVE SAFETY BLAPSV102 IP DRUM A
BAR007WGB-AEAAAG | GAUGE TEMPORY BOILOUT LEVEL GAUGE BOILER B BLBLG230B HRSG B DRUMS HEADERS LINKS DRUMS & TANKS I&C B
BAR007WGB-AEAAAJ | GAUGE. DRUM LEVEL GAUGE/WATER COLUMN ASSEMBLY A BOILER BLBLG032 HRSG B DRUMS HEADERS LINKS DRUMS & TANKS I&C B
BAR007WHA-AAAB | VALVE A HRSG DUCT BURNER PRESS CONTROL DUCT BURNER SKID A
BAR007DDA-AAACAB | TRANSMITTER A FUEL GAS FLOW ORIFICE DIFF PRESS 96FF1 PIPING & VALVES SEPARATORS TO ACCESSORY MODULE A PIPING AND VALVES A
BAR007WBA-ABAGAH | THERMOCOUPLE COLD REHEAT CRHTE150 HRSG A COLD REHEATER I & C IP/COLD REHEAT PIPING AND VALVES A
BAR007WBA-ACAD | VALVE REHEAT OUTLET SAFETY HRASR401 HOT REHEAT PIPING AND VALVES A
BAR007WBA-ACAEAA | ELEMENT HR A STEAM FLOW HRAFE001 HOT REHEAT INSTRUMENTS AND CONTROLS HOT REHEAT PIPING AND VALVES A
BAR007HKC-AAABACAC | MOTOR COOLING TOWER FAN C CWCLC FANS FORCED DRAFT COOLING TOWER C
BAR007NDB-AAAAAA | ANALYZER DA/LP FEED PMP SUCTION HRSG B CONDUCTIVITY 260 WATER ANALYSIS ANALYZER PANEL INSTRUMENTS AND CONTROLS B
BAR007WHA-AAADAB | MOTOR DUCT BURNER SCANNER COOLING FAN #1 HRSG A DUCT BURNER SKID A
BAR007WHB-AAADAB | MOTOR DUCT BURNER SCANNER COOLING FAN #1 HRSG B DUCT BURNER SKID B
BAR007WHB-AAADAC | BREAKER DUCT BURNER SCANNER COOLING FAN #1 HRSG B DUCT BURNER SKID B
BAR007WHB-AAAEAA | FAN DUCT BURNER SCANNER COOLING FAN #2 HRSG B DUCT BURNER SKID B
BAR007WHB-AAAEAB | MOTOR DUCT BURNER SCANNER COOLING FAN #2 HRSG B DUCT BURNER SKID B
BAR007WHB-ADAD | SWITCH BURNER SKID INSTR AIR PRESS BMBPSL001 DUCT BURNERS I&C B
BAR007YAC-ABAAAE | TRAP LIQUID COMPRESSOR AMMONIA COMPRESSOR COMPRESSORS C
BAR007YAC-ABAAAA | COMPRESSOR AMMONIA COMPRESSOR COMPRESSORS C
BAR007YAC-ABAAAB | MOTOR AMMONIA COMPRESSOR COMPRESSORS C
BAR007YAC-ADAAAD | VALVE RELIEF TANK PRESSURE AMMONIA STORAGE TANK AND ASSOCIATED EQUIPMENT TANKS C
BAR007YAC-ADABAB | VALVE ISOLATION FUTURE AMMONIA TANKS LIQUID FILL AMMONIA PIPING AND VALVES C TO BOTH TANKS TANKS C
BAR007YAC-ADABAC | VALVE ISOLATION FUTURE AMMONIA TANKS OUTLET AMMONIA PIPING AND VALVES C TO BOTH TANKS TANKS C
BAR007VBA-AAABAB | BREAKER EMERGENCY SEAL OIL PUMP PUMPS A
BAR007VBA-AAADAA | MOTOR 88QA2 LUBE OIL #2 PUMP PUMPS A
BAR007HKC-AAABAFAD | SWITCH F COOLING TOWER FAN OIL LEVEL COOLING TOWER FAN F CWCLF FANS FORCED DRAFT COOLING TOWER C
BAR007VEB-AAAB | FILTER SEALING AND COOLING AIR INTAKE COOLING AIR SYSTEM B
BAR007DDB-AAACAA | SWITCH B FUEL GAS PRESS UPSTREAM 63FG1 PIPING & VALVES SEPARATORS TO ACCESSORY MODULE B PIPING AND VALVES B
BAR007HKC-AAABAEAE | BREAKER COOLING TOWER FAN E CWCLE FANS FORCED DRAFT COOLING TOWER C
BAR007VAB-AEABAB | SWITCH B ACCESORY COMP PRESS LOW ALARM 63AT4 HEAT & VENT SYSTEM AIR AND GAS I&C B
BAR007VEB-ABAAAB | BREAKER EXHAUST FRAME FAN #1 EXHAUST FRAME COOLING B
BAR007VBA-AEABAJ | SWITCH A LUBE OIL TANK TEMP HEATERS ON/OFF 26QL1 LUBE OIL TANK FILTERS & PIPING I & C TANKS A
BAR007WCB-ACACAD | THERMOCOUPLE REHEAT NO. 2 TUBE TEMP BOILER B BLBTE493B HRSG B REHEATER TUBING REHEATER TUBING B
BAR007WDA-AB | DOORS HRSG A A
BAR006WJA-ACAC | INDICATOR BLOW DOWN TANK A TEMPERATURE BLATI301 BLOWDOWN I&C A
BAR006YAC-AAACAB | VALVE ISOLATION UNLOADING LIQUID ARM AMMONIA LIQUID PIPING VALVES AND RELATED EQUIPMENT UNLOADING STATION C
BAR006YAC-ABAAAC | BREAKER AMMONIA COMPRESSOR COMPRESSORS C
BAR006YAC-ABAAAD | COUPLING AMMONIA COMPRESSOR COMPRESSORS C
BAR006WCA-AFAA | TUBING A FEEDWATER PREHEATER FEEDWATER PREHEATER TUBING A
BAR007WCA-ABADAD | THERMOCOUPLE GAS TEMP INTO HP ECONOMZER BOILER A BLATE305D INSTRUMENTS AND CONTROLS ECONOMIZER HP A
BAR007WCA-ACABAB | THERMOCOUPLE GAS TEMP OUT OF IP SPRHTR BOILER A BLATE304A TUBING SUPERHEATER IP TUBING A
BAR007WCA-ACABAC | THERMOCOUPLE GAS TEMP OUT OF IP SPRHTR BOILER A BLATE304B TUBING SUPERHEATER IP TUBING A
BAR007WCA-ADAA | TUBING #1 REHEATER HRSG A REHEATER TUBING A
BAR007WCA-AEAA | TUBING ECONOMIZER LP TUBING A
BAR007WEA-AAAAAE | VALVE SUCTION ECONOMIZER RECIRCULATING PUMP #3A PUMPS A
BAR007MAB-ACACAB | INDICATOR HP B FEEDWATER PRESSURE FWBPI112 BFP HP DRUM FLOW SECTION BOILER FEED PUMP I&C B
BAR007MAB-ACADAD | ELEMENT IP A FEEDWATER FLOW FWAFE103 BFP IP DRUM FLOW SECTION BOILER FEED PUMP I&C B
BAR007MCA-AAAAAAAA | MOTOR PHOSPHATE #1 PUMP PHOSPHATE FEED PUMPS A
BAR007HEC-AAABAD | VALVE DISCHARGE COOLING WATER PUMP CLOSED LOOP #2 PUMPS C
BAR007HEC-ADAA | PIPING & VALVES CLC PUMPS SUCTION PIPING AND VALVES C
BAR007WJA-ACAD | INDICATOR BLOWDOWN TANK BOILER A PRESSURE BLAPI312 BLOWDOWN I&C A
BAR007VAB-AAADAA | SWITCH B TURBINE AIR INLET AMBIENT TEMP 26AC1 INSTRUMENTS AND CONTROLS INLET AIR FILTERS B
BAR007VEA-AAAAAFAA | FAN COOLING AIR FAN TURBINE COMPARTMENT 88BT2 FANS COOLING AIR SYSTEM A
BAR007VEA-AAAAAGAA | FAN LOAD COMPARTMENT COOLING AIR FAN 88VG1 FANS COOLING AIR SYSTEM A
BAR007VGB-AGACAB | TRANSMITTER B INLET GUIDE VANE POSITION 96TV2 VANES VARIABLE INLET GUIDE GAS TURBINE I&C B
BAR007VKA-ABAAAP | TRANSMITTER A AUG STEAM FLOW 96AJ2 STEAM INJECTION POWER AUGMENTATION WATER/STEAM INJECTION I&C A
BAR006ZBC-AAAB | GENERATOR DISTRIBUTED CONTROL SYSTEM C
BAR006WCB-AAABAC | THERMOCOUPLE GAS TEMP INTO SPRHTR NO. 1 BOILER B BLBTE301C TUBING SUPERHEATER #1 HP TUBING B
BAR006WCB-AAADAD | THERMOCOUPLE GAS TEMP INTO SPRHTR NO.3 BOILER B BLBTE303D TUBING SUPERHEATER #3 HP TUBING B
BAR006WCB-ABAC | TUBING ECONOMIZER #3 HRSG B HP ECONOMIZER HP B
BAR007WBB-AGAC | VALVE 7B IP BYPASS 1ST NOZ WATER CONT VLV DSHBTV221 STARTUP IP BYPASS PIPING AND VALVES B
BAR007WBB-AHAB | VALVE LP STEAM BYPASS PRESSURE CONTROL LPBBPV100 LP BYPASS PIPING AND VALVES B
BAR007WBB-AKAG | VALVE B MAIN STEAM SHUTOFF MSMV200 TWIP SYSTEM B
BAR007WBB-ALAB | VALVE STEAM AUG. VENT ASBMV125 STEAM AUGMENTATION PIPING AND VALVES B
BAR007WCA-AEAC | TUBING SUPERHEATER LP TUBING A
BAR007WCB-AAAAAB | THERMOCOUPLE HP EVAPORATOR TUBE TEMP BOILER B BLBTE096B TUBING EVAPORATOR HP TUBING B
BAR007WCB-AAAAAF | THERMOCOUPLE HP EVAPORATOR TUEM TEMP BOILER B BLBTE097A TUBING EVAPORATOR HP TUBING B
BAR007MAA-ABAAAB | VALVE BOILER FEED PUMP MINIMUM FLOW TO LP DRUM FWAFV002 BFP MINIMUM FLOW PIPING & VALVES PIPING AND VALVES A
BAR007MAA-ABABAF | VALVE IP FEEDWATER ISO MOV FWAMV184 BFP HP DRUM FLOW PIPING & VALVES HRSG A PIPING AND VALVES A
BAR007MAA-ACABAE | TRANSMITTER BFP A2 SUCTION STRAINER PRESSURE DIFFERENTIAL BFP SUCTION SECTION BOILER FEED PUMP I&C A
BAR007RCB-AAAAAC | PIPING GAS TURBINE B FIRE PROTECTION SYSTEM CO2 CO2 SYSTEM B
BAR007SAC-AAAAAAAA | INDICATOR AIR COMP A AFTER COOLER PRESSURE CLCPI003 COMPRESSOR COMPRESSOR #1 COMPRESSORS C
BAR007SAC-AAAAAB | MOTOR COMPRESSOR #1 COMPRESSORS C
BAR007SAC-AAAAAF | FAN COOLING COMPRESSOR #1 COMPRESSORS C
BAR007YAC-AAAAAG | VALVE PRESSURE RELIEF NITROGEN SUPPLY NITROGEN PIPING VALVES AND RELATED EQUIPMENT UNLOADING STATION C
BAR007VDA-AAAB | BREAKER 480V TURNING GEAR 88TG1 TURNING GEAR A
BAR007VGA-AEAD | NOZZLES 2ND STAGE TURBINE A
BAR007VGA-AEAG | NOZZLES 3ND STAGE TURBINE A
BAR007VKB-ABAAAD | SWITCH B STEAM AUG DRAIN VALVE #6 LIMIT 33BS6 STEAM INJECTION POWER AUGMENTATION WATER/STEAM INJECTION I&C B
BAR007DDA-ABAAAD | VALVE OUTLET ISOLATION NATURAL GAS HEATER FEEDWATER HEATERS A
BAR007WBB-ABAD | VALVE REHEAT INLET SAFETY CRBSR402 IP/COLD REHEAT PIPING AND VALVES B
BAR007WBB-ABAGAF | THERMOCOUPLE COLD REHEAT STEAM TEMP CRBTE150 HRSG B COLD REHEATER INLET SECTION IP/COLD REHEAT PIPING AND VALVES B
BAR007LAC-ACAAAA | VALVE VACUUM BREAKER MOV VAMV002 CONDENSER VACUUM BREAKER VALVES PIPING AND VALVES C
BAR007WBB-ALAE | VALVE SPRAY WATER SHUTOFF DCS MANUAL DSHBMV220 STEAM AUGMENTATION PIPING AND VALVES B
BAR007WBB-ALAD | VALVE STEAM AUGMENTATION PRESSURE CONTROL ASATV101 STEAM AUGMENTATION PIPING AND VALVES B
BAR007LEC-AAACAB | TRANSMITTER CONDENSATE STORAGE TANK LEVEL CDMLT001 CONDENSATE I&C VALVES PIPING AND RELATED EQUIPMENT C
BAR007LEC-AAACAD | ELEMENT CONDENSATE STORAGE TANK MAKEUP FLOW CDMFE001 CONDENSATE I&C VALVES PIPING AND RELATED EQUIPMENT C
BAR007LGC-AAAA | CONDENSER GLAND STEAM GLAND SEAL STEAM EXHAUSTER C
BAR007MAA-ACACAG | TRANSMITTER HP BFP A2 DISCH FLOW FWAFT005 BFP HP DRUM FLOW SECTION BOILER FEED PUMP I&C A
BAR007MAA-ACADAA | THERMOCOUPLE IP A FEEDWATER INLET TEMP FWATE124 BFP IP DRUM FLOW SECTION BOILER FEED PUMP I&C A
BAR007MAB-AAAAAAAA | TRANSMITTER HP BFP 1 DISCH PRESSURE FWBPT003 PUMP FWBPU0017 BOILER FEED PUMP B1 PUMPS B
BAR007HCC-AAAAAFAD | VALVE ISOLATION DISCHARGE SCALE INHIBITOR METERING PUMP B PUMPS CHLORINATION C
BAR007HCC-AAABAB | PIPING MISC. PIPING FOR SODIUM BISULFITE CHEMICAL INJECTION @ TOWER VALVES AND PIPING CHLORINATION C
BAR007VGA-AGADAD | TRANSMITTER A BEARING #1 SHAFT AXIAL POSITION 96VC11 MARK VIe CONTROL SYSTEM GAS TURBINE I&C A
BAR007VDB-ABAC | BREAKER FR 1T GEN #6 LCI ISOLATION XFMR <EQ # A343 D6E3109 STARTING SYSTEM AND TURNING GEAR I&C B
BAR007VGA-AGADAE | TRANSMITTER A BEARING #1 SHAFT AXIAL POSITION 96VC12 MARK VIe CONTROL SYSTEM GAS TURBINE I&C A
BAR007YBB-AAAAAB | VALVE ISOLATION FORWARDING SKID STRAINER AMMONIA FORWARDING SKID PIPING AND RELATED HRSG B AMMONIA FORWARDING SKID B
BAR007WBA-ACAEAC | INDICATOR HR STEAM PRESSURE HRAPI405 HOT REHEAT INSTRUMENTS AND CONTROLS HOT REHEAT PIPING AND VALVES A
BAR007WBA-ACAFAA | ELEMENT RH ATTEMP A SPRAY WTR FLOW FWAFE402 HOT REHEAT SPRAY WATER I & C HOT REHEAT PIPING AND VALVES A
BAR007WBA-ACAFAD | THERMOCOUPLE HR A ATTEMP OUT TEMP HRATE406 HOT REHEAT SPRAY WATER I & C HOT REHEAT PIPING AND VALVES A
BAR007WBA-AEAD | VALVE SPRAY WATER SHUTOFF DCS MANUAL DSHAMV200 HP BYPASS PIPING AND VALVES A
BAR007LAC-ADAAAD | BREAKER CONDENSER VACUUM PUMP 7A SKID VACUUM PUMPS C
BAR007LAC-ADAAAFAA | PUMP NO. 1 CONDENSER RECIRCULATION PUMP CONDENSER VACUUM PUMP 6A SKID VACUUM PUMPS C
BAR007WGA-ADAB | HEADER IP HEADERS A
BAR007HDC-AAABAC | VALVE SUCTION CIRCULATING WATER PUMP #2 PUMPS C
BAR007HDC-AAAAAE | MOTOR CIRCULATING WATER PUMP #1 PUMPS C
BAR007NDC-AAABAB | ANALYZER COND PUMP DISCHARGE CONDUCTIVITY 452 WATER ANALYSIS ANALYZER PANEL INSTRUMENTS AND CONTROLS C
BAR007NDC-AAABAC | ANALYZER COND PUMP DISCHARGE PH 468 WATER ANALYSIS ANALYZER PANEL INSTRUMENTS AND CONTROLS C
BAR007DDB-ABABAA | EXCHANGER 220 KW ELECTRIC FEEDWATER HEATER HEAT ELECTRIC HEATER FOR FUEL GAS HEATERS B
BAR007DDB-AEAA | FILTER NORTH FINAL SEPERATOR NGBSP002 FILTERS FINAL SEPARATORS B
BAR007HKC-AAABAJAC | MOTOR COOLING TOWER FAN J CWCLJ FANS FORCED DRAFT COOLING TOWER C
BAR007HKC-AAABAJAD | SWITCH J COOLING TOWER FAN OIL LEVEL COOLING TOWER FAN J CWCLJ FANS FORCED DRAFT COOLING TOWER C
BAR006WJB-ACAA | GAUGE BLOWDOWN BOILER B LEVEL BLBLG330 BLOWDOWN I&C B
BAR006WJB-ACAD | INDICATOR BLOWDOWN TANK BOILER B PRESSURE BLBPI312 BLOWDOWN I&C B
BAR006WJB-ACAF | THERMOCOUPLE HOT REHEAT BLOWDOWN HRHTE150 BLOWDOWN I&C B
BAR007YCB-AAAAABAC | MOTOR DILUTION AIR FAN #2 HRSG B DILUTION AIR FAN AMMONIA SKID HRSG B B
BAR007ZAC-AAAAAAAA | CABINET MARK VIe HARDWARE ASSOCIATED WITH MARK VIe MARK VIe C
BAR006WGA-AEAAAK | INDICATOR DRUM LEVEL BOILER A BLALI034 HRSG A DRUMS HEADERS LINKS DRUMS TANKS I&C A
BAR006WGA-AEAAAL | INDICATOR DRUM LEVEL BOILER A BLALI133 HRSG A DRUMS HEADERS LINKS DRUMS TANKS I&C A
BAR006WGA-AEAAAM | INDICATOR DRUM LEVEL BOILER A BLALI134 HRSG A DRUMS HEADERS LINKS DRUMS TANKS I&C A
BAR006WGB-AAAAAH | THERMOCOUPLE HP DRUM SKIN TEMP BOILER B BLBTE094 DRUM HP DRUM B
BAR006WGB-ABAAAG | INDICATOR IP DRUM PRESSURE BOILER B BLBPI110 DRUM IP DRUM B
BAR006WGB-ABAC | VALVE SAFETY BLBPSV102 IP DRUM B
BAR006WCB-ACAB | TUBING EVAPORATOR IP TUBING B
BAR006WCB-ADAA | TUBING #1 REHEATER HRSG B REHEATER TUBING B
BAR006WCB-ADACAC | THERMOCOUPLE REHEAT NO. 2 TUBE TEMP BOILER B BLBTE492B HRSG B REHEATER TUBING REHEATER TUBING B
BAR007ECC-ACAK | TRANSMITTER SEAL OIL DIFF PRESS SEAL OIL VS GAS PDT3402 INSTRUMENTS AND CONTROLS C
BAR006YBA-AAAAAK | VALVE ISOLATION FORWARDING SKID SUPPLY AMMONIA FORWARDING SKID PIPING AND RELATED HRSG A AMMONIA FORWARDING SKID A A
BAR007ECA-ADAD | SWITCH A SEAL OIL DIFF PRESS TRIP 63ST1A INSTRUMENTS AND CONTROLS A
BAR006WCB-AFAA | TUBING B FEEDWATER PREHEATER FEEDWATER PREHEATER TUBING B
BAR007DDB-AAAAAD | VALVE PRESSURE CONTROL NGBPV004 GAS PIPING & VALVES HEADER TO FUEL GAS HEATER PIPING AND VALVES B
BAR007EBC-AAAB | BEARING INBOARD STEAM TURBINE EXCITER C
BAR007ECB-ADAB | SWITCH B GENERATOR LIQUID LEVEL HIGH HIGH 71WG2 INSTRUMENTS AND CONTROLS B
BAR007ECB-AAAAAB | BREAKER AUXILIARY SEAL OIL PUMP PUMPS B
BAR007FAC-ABAQAZ | PROBE SPEED #3 EMERGENCY OVERSPEED ST202C TURBINE PROTECTION HIGH PRESSURE I&C C
BAR007FAC-ABAQBB | PROBE NO. 4 BRG VIBRATION XAXIS VP4XD TURBINE PROTECTION HIGH PRESSURE I&C C
BAR007EFB-ABAJAA | FILTER GT B HYDROGEN PANEL HYDROGEN CONTROL CABINET GT B INSTRUMENTS AND CONTROLS B
BAR007FDC-AAABAD | VALVE SUCTION HYDRAULIC FLUID CIRC. PUMP PUMPS C
BAR007FDC-ACAA | TANK EHC TANKS C
BAR007FAC-ABAQBH | PROXIMITOR FOR REFERENCE PROBE FOR RP1 TURBINE PROTECTION HIGH PRESSURE I&C C
BAR007FCC-ACAMAB | TRANSMITTER LOW PRESSURE STEAM LPPT2182 MARK VIe CONTROL SYSTEM LOW PRESSURE I&C C
BAR007FDC-AAAAAA | PUMP HYDRAULIC HEATING AND COOLING CIRC PUMP PUMPS C
BAR007FDC-AAADAA | PUMP HYDRAULIC FLUID PUMP #2 PUMPS C
BAR006WEA-AAAAAF | PUMP ECONOMIZER RECIRCULATING PUMP #3A PUMPS A
BAR006WGB-ACAAAG | INDICATOR LP DRUM PRESSURE BOILER B BLBPI210 DRUM LP DRUM B
BAR006WEA-AAABAE | VALVE DISCHARGE CHECK ECONOMIZER RECIRCULATING PUMP #4A PUMPS A
BAR007FFC-AAAAACAD | BREAKER LUBE OIL PUMP #1 LUBE OIL PUMPS PUMPS C
BAR006WEA-AAABAA | MOTOR ECONOMIZER RECIRCULATING PUMP #4A PUMPS A
BAR006WGA-AAAAAC | TRANSMITTER HP DRUM LEVEL BOILER A BLALT048 DRUM HP DRUM A
BAR006WGB-AEAAAL | GAUGE. DRUM LEVEL GAUGE/WATER COLUMN ASSEMBLY BOILER B BLBLD232 HRSG B DRUMS HEADERS LINKS DRUMS & TANKS I&C B
BAR006WHA-AAAB | VALVE A HRSG DUCT BURNER PRESS CONTROL DUCT BURNER SKID A
BAR007EAA-ABAA | RELAY TORSIONAL STRESS RELAY GENERATOR I&C A
BAR007EAA-AAAH | COLLECTOR RINGS GENERATOR GAS TURBINE A
BAR007EAA-ABAH | SENSOR NONCONT GEN COUPLING END VIBRATION GENERATOR I&C A
BAR007EAB-AAAE | MAIN BUSHINGS GENERATOR GAS TURBINE B
BAR006YAC-ADABAA | VALVE ISOLATION LIQUID FILL LINE PRESSURE TRANSMITTER AMMONIA PIPING AND VALVES C TO BOTH TANKS TANKS C
BAR006YBB-AAAAAD | VALVE ISOLATION SUCTION RELIEF AMMONIA FORWARDING SKID PIPING AND RELATED HRSG B AMMONIA FORWARDING SKID B B
BAR006YCA-AAACAC | TRANSMITTER AMMONIA HDR FLOW SCAFIT502 AMMONIA VAPORIZATION I&C AMMONIA SKID HRSG A A
BAR007ECA-AC | TANK A
BAR007ECC-ACAD | SWITCH LIQUID LEVEL DETECTOR HIGH HIGH LEVEL LSHH2990 INSTRUMENTS AND CONTROLS C
BAR007FAC-ABAQBL | SWITCH PROXIMITY SWITCH ETD #2 RESET ZE5010A TURBINE PROTECTION HIGH PRESSURE I&C C
BAR007EFB-ABAB | SWITCH B HIGH GENERATOR CASING PRESSURE 63GH1 INSTRUMENTS AND CONTROLS B
BAR007FAC-ABAA | THERMOCOUPLE HOT REHEAT TEMP HRTE2061 HIGH PRESSURE I&C C
BAR006WGA-ABAAAF | TRANSMITTER IP DRUM PRESSURE BOILER A BLAPT145 DRUM IP DRUM A
BAR006WGA-ABAD | VALVE SAFETY BLAPSV103 IP DRUM A
BAR006WHA-ABAA | BURNER ELEMENT #1 TOP HRSG A BURNERS A
BAR007FDC-AAADAC | VALVE DISCHARGE HYDRAULIC FLUID PUMP #2 PUMPS C
BAR007EBB-AAAB | BEARING INBOARD GAS TURBINE EXCITER B
BAR007EBB-AAAG | REGULATOR EXCITER VOLTAGE GAS TURBINE EXCITER B
BAR007EFB-ABAE | SWITCH B LOW GENERATOR CASING PRESSURE 63GL1 INSTRUMENTS AND CONTROLS B
BAR006YAC-AEAAAA | NOZZLES SUPPRESSION UNLOADING SKID VAPOR AMMONIA SUPPRESSION SYSTEM FOR UNLOADING SKID & TANKS SUPPRESSION SYSTEM C
BAR006WHB-AAADAC | BREAKER DUCT BURNER SCANNER COOLING FAN #1 HRSG B DUCT BURNER SKID B
BAR006WHB-AAAF | ASSEMBLY DUCT BURNER BAFFLE ASSEMBLIES HRSG B DUCT BURNER SKID B
BAR006WHB-ABAB | BURNER ELEMENT #2 MIDDLE HRSG B BURNERS B
BAR006WHB-ADAF | TRANSMITTER BURNER B GAS PRESS BMBPT031 DUCT BURNERS I&C B
BAR006YCB-AAAAABAC | MOTOR DILUTION AIR FAN #2 HRSG B DILUTION AIR FAN AMMONIA SKID HRSG B B
BAR006VGB-ABBK | BLADES STAGE 17 STATIONARY COMPRESSOR B
BAR006WBB-ACAD | VALVE STEAM ISO MOV HRBMV436 HOT REHEAT PIPING AND VALVES B
BAR006NCC-AAAA | SUPPLY EYE WASH / SHOWER STATIONS POTABLE H20 VALVES AND PIPING C
BAR006VGB-AEAF | BUCKETS 2ND STAGE TURBINE B
BAR006VGB-AEAG | NOZZLES 3ND STAGE TURBINE B
BAR006VGB-AFAB | BEARING TURBINE #2 BEARINGS B
BAR006VGB-AGACAA | TRANSMITTER B INLET GUIDE VANE POSITION 96TV1 VANES VARIABLE INLET GUIDE GAS TURBINE I&C B
BAR007FFC-ABAAAA | VALVE ST BEARING PRESSURE REGULATOR LUBE OIL CONTROL & REGULATING VALVES VALVES C
BAR007FFC-ADAAAM | HEATER OIL CONDITIONER ONBOARD ELEMENT #2 UNIT LUBE OIL TANK FILTERS & PIPING TANKS C
BAR006NDB-AAABAJ | ANALYZER IP BOILER STEAM HRSG B CONDUCTIVITY 356 WATER ANALYSIS ANALYZER PANEL INSTRUMENTS AND CONTROLS B
BAR007FDC-AEBF | SWITCH LOW HYD FLUID TRIP AND ALARM PS281F HYDRAULIC CONTROLS I&C C
BAR007FEC-AAAAAB | FAN GLAND EXHAUSTER BLOWER NO.1 TURBINE STEAM SEAL C
BAR006NDC-AAABAP | ANALYZER SODIUM TOP WEST 580 WATER ANALYSIS ANALYZER PANEL INSTRUMENTS AND CONTROLS C
BAR006PAA-ACAD | HEATER A FUEL GAS COMPT SPACE 23VS1 COMPARTMENT ACCESSORY A
BAR006VKA-ABAAAD | SWITCH A STEAM AUG DRAIN VALVE #6 LIMIT 33BS6 STEAM INJECTION POWER AUGMENTATION WATER/STEAM INJECTION I&C A
BAR006VKA-ABAAAJ | THERMOCOUPLE AUGMENTATION STEAM A TEMP ASAT3103 STEAM INJECTION POWER AUGMENTATION WATER/STEAM INJECTION I&C A
BAR006VKA-ABAAAP | TRANSMITTER A AUG STEAM FLOW 96AJ2 STEAM INJECTION POWER AUGMENTATION WATER/STEAM INJECTION I&C A
BAR006VKB-AAAAAF | VALVE MAIN STEAM SUPPLY TEMP CONTROL ASBTV101 STEAM INJECTION POWER AUGMENTATION PIPING AND VALVES B
BAR006VKB-ABAAAA | SWITCH B STEAM AUG CONTROL VALVE LIMIT 33CJ2 STEAM INJECTION POWER AUGMENTATION WATER/STEAM INJECTION I&C B
BAR006PAC-AE | BUILDING GEC C
BAR006WBB-AFAEAC | THERMOCOUPLE HP STEAM BYPASS B TEMP HPBBTE105 HRSG B STEAM BYPASS SYSTEM HPI & C ATTEMPERATOR VALVES & PIPING B
BAR006WBB-AGAA | VALVE IP BYPASS DRAIN IPBMV175 IP BYPASS PIPING AND VALVES B
BAR006WBB-AAAFAG | TRANSMITTER MAIN STEAM B FLOW MSBFT001 MAIN STEAM I & C MAIN STEAM PIPING AND VALVES B
BAR006WBA-ABAGAP | TRANSMITTER COLD REHEAT A STEAM FLOW CRAFT101 INSTRUMENTS AND CONTROLS IP/COLD REHEAT PIPING AND VALVES A
BAR006PAC-AG | BUILDING COOLING TOWER 480V MCC C
BAR006WCA-AAAAAF | THERMOCOUPLE HP EVAPORATOR TUBE TEMP BOILER A BLATE097B TUBING EVAPORATOR HP TUBING A
BAR006WCA-AAACAA | THERMOCOUPLE GAS TEMP OUT OF SPRHTR NO. 2 BOILER A BLATE302A TUBING SUPERHEATER #2 HP TUBING A
BAR006WCA-AAADAC | THERMOCOUPLE GAS TEMP INTO SPHTR NO.3 BOILER A BLATE303A TUBING SUPERHEATER #3 HP TUBING A
BAR006WCA-AAAFAC | THERMOCOUPLE HP EVAPORATOR TUBE TEMP BOILER A BLATE097B HRSG A HP TUBING I & C HP TUBING A
BAR006NDA-AAAAAK | PORT HRSG A IP BOILER STEAM PH & CONDUCTIVITY SAMPLE WATER ANALYSIS SAMPLE PANEL WATER SIDE INSTRUMENTS AND CONTROLS A
BAR006RCA-AAAAAC | PIPING GAS TURBINE A FIRE PROTECTION SYSTEM CO2 CO2 SYSTEM A
BAR006VGA-AGADAD | TRANSMITTER A BEARING #1 SHAFT AXIAL POSITION 96VC11 MARK VI CONTROL SYSTEM GAS TURBINE I&C A
BAR006FAC-ABAQBU | TRANSMITTER EXHAUST VACUUM #1 PT210A TURBINE PROTECTION HIGH PRESSURE I&C C
BAR006KEC-AAAGAA | BREAKER MMC A DC STATION BATTERY CHARGERS DC ELECTRICAL C
BAR006PAA-ADAAAB | 2B SUMP PUMP EAST SUMP CT A AREA PUMPS A
BAR006FDC-AEAAAF | SWITCH LOW HYD FLUID PRESS PS281A HYDRAULIC OIL SYSTEM EHC HYDRAULIC CONTROLS I&C C
BAR006WBA-AAAFAD | THERMOCOUPLE MAINSTEAM A TEMP MSATE001 MAIN STEAM I & C MAIN STEAM PIPING AND VALVES A
BAR007ECA-AAAAAA | MOTOR 88QS1 AUXILIARY SEAL OIL PUMP PUMPS A
BAR007DDB-AAAAAFAC | TRANSMITTER NATURAL GAS FLOW NGBFT001 TRANSMITTERS GAS PIPING & VALVES HEADER TO FUEL GAS HEATER PIPING AND VALVES B
BAR006BFB-AA | STACK HRSG B
BAR006BHA-AAAM | ANALYZER HRSG A CEMS CO2
BAR007HKC-AAABAHAA | FAN COOLING TOWER FAN H CWCLH FANS FORCED DRAFT COOLING TOWER C
BAR006PAA-ADAAAAAD | VALVE DISCHARGE 2A SUMP PUMP WEST SUMP CT A AREA PUMPS A
BAR007HKC-AAAAAJAE | TRANSMITTER COOLING TOWER BASIN LEVEL ORP ANALYSIS CWAT003 CIRCULATING WATER MAKEUP PIPING & VALVES @ TOWER COOLING TOWER STRUCTURE AND BASIN FORCED DRAFT COOLING TOWER C
BAR007FDC-AE | HYDRAULIC CONTROLS I&C C
BAR006WBB-ACAE | HOT REHEATER I & C HOT REHEAT PIPING AND VALVES B
BAR006GAA-AAAAAEAD | NITROGEN BOTTLE/SUPPLY NITROGEN SYSTEM MAIN POWER TRANSFORMER 6A MAIN POWER TRANSFORMER A
BAR006PAC-AKAAABAD | VALVE SUCTION WASTE WATER PUMP #2 STEAM TURBINE AREA SUMP PUMPS C
BAR006FAC-AAAG | BEARING # 2 STEAM TURBINE HPIP C
BAR006PC-AAAAAF | AIR HANDLING UNITSHVAC
BAR006PC-AAAAAG | AIR HANDLING UNITSHVAC
BAR006PC-AAAAAH | AIR HANDLING UNITSHVAC
BAR006PC-AAAAAC | AIR HANDLING UNITSHVAC
BAR006PC-AAAAAB | AIR HANDLING UNITSHVAC
BAR007VFA-AB | FUEL I&C A
BAR007WBA-AAAGAH | ELEMENT HP A ATTEMP SPRAY WTR FLOW FWAFE002 HRSG A HP ATTEMPERATOR SECTION MAIN STEAM PIPING AND VALVES A
BAR007VFA-ABAA | GAS FUEL SYSTEM FUEL I&C A
BAR006FJC-ABAAAK | INSTRUMENTS AND CONTROLS TWIP SYSTEM @ STEAM TURBINE TWIP SYSTEM C
BAR006FFC-ADABAG | ALARM LUBE OIL FILTER HIGH DIFF PS271B INSTRUMENTS AND CONTROLS TANKS C
BAR006EAB-ABAB | SWITCH B COLLECTOR HSG VENT FILTER DIFF PRESS 63CF1 GENERATOR I&C B
BAR006EAB-ABAL | INDICATOR GENERATOR ROTOR FAN PRESSURE DIFFERENTIAL GENERATOR I&C B
BAR006HCC-AAAAADAA | PUMP WTPU02B SODIUM BISULFITE METERING PUMP B PUMPS CHLORINATION C
BAR006HCC-AAAAADAB | MOTOR SODIUM BISULFITE METERING PUMP B PUMPS CHLORINATION C
BAR006FDC-ADAAAC | BREAKER STEAM TURBINE HYDRAULIC COOLING FAN #1 MISCELLANEOUS EQUIPMENT C
BAR006KEC-AAAAAB | BATTERY STORAGE BATTERY STATION BATTERY BANK DC ELECTRICAL C
BAR006KEC-AAAC | BATTERIES STATION DC ELECTRICAL C
BAR006HCC-AAABAB | PIPING MISC. PIPING FOR SODIUM BISULFITE CHEMICAL INJECTION @ TOWER VALVES AND PIPING CHLORINATION C
BAR006HCC-AAACAA | TANK BIOCIDE HYPOCHLORITE STORAGE WTTK001 TANKS CHLORINATION C
BAR006EBB-AAAG | REGULATOR EXCITER VOLTAGE GAS TURBINE EXCITER B
BAR006DDA-AAADAD | TRANSMITTER A GAS FUEL NOZZLE PRESS 96GC8 GAS REGULATING & SAFETY SHUTOFF VALVES A PIPING AND VALVES A
BAR006DDA-AAADAE | TRANSMITTER A GAS FUEL NOZZLE PRESS PM1 96GC1 GAS REGULATING & SAFETY SHUTOFF VALVES A PIPING AND VALVES A
BAR006DDA-ACAHAD | TRANSMITTER LOCATED ON FILTER SEPERATOR LEVEL NGALT02A TRANSMITTERS FILTERS FINAL SEPARATORS A
BAR006EBC-AAAG | REGULATOR EXCITER VOLTAGE STEAM TURBINE EXCITER C
BAR006EBC-AAAJ | CONTROLS EXCITATION STEAM TURB C EX2100 STEAM TURBINE EXCITER C
BAR006ECB-AAAAAC | PUMP 88QS1 AUXILIARY SEAL OIL PUMP PUMPS B
BAR006ECB-ABAC | REGULATOR PRESSURE DIFFERENTIAL VALVES AND PIPING B
BAR006FEC-AAAE | VALVE STEAM SEAL DUMP AOVSSDV TURBINE STEAM SEAL C
BAR006LBC-AAACAD | PUMP CONDENSATE QUICK FILL & MAKEUP PUMP PUMPS C
BAR006LEC-AAAAAC | VALVE CONDENSER BYPASS LINE AROUND TANK ISOLATION CONDENSATE PIPING & VALVES FROM TANK TO HOTWELL VALVES PIPING AND RELATED EQUIPMENT C
BAR006FJC-ABAAAB | VALVE HOT REHEAT DRAIN HRHMV300 2 INCH TWIP SYSTEM @ STEAM TURBINE TWIP SYSTEM C
BAR006FJC-ABAAAKAB | THERMOCOUPLE HOT REHEAT TWIP HRHTE003A INSTRUMENTS AND CONTROLS TWIP SYSTEM @ STEAM TURBINE TWIP SYSTEM C
BAR006FJC-ABAAAKAF | THERMOCOUPLE LOW PRESSURE STEAM BLOWDOWN LPSTE001A INSTRUMENTS AND CONTROLS TWIP SYSTEM @ STEAM TURBINE TWIP SYSTEM C
BAR006FJC-ABAAAKAQ | THERMOCOUPLE MAINSTEAM TWIP MSTE048 INSTRUMENTS AND CONTROLS TWIP SYSTEM @ STEAM TURBINE TWIP SYSTEM C
BAR006HEC-AAABAE | MOTOR COOLING WATER PUMP CLOSED LOOP #2 PUMPS C
BAR006FFC-AAAAACAD | SWITCH C LUBE OIL PUMP NO.1 START PRESS PS265A LUBE OIL PUMP #1 LUBE OIL PUMPS PUMPS C
BAR006FFC-AAAAACAF | VALVE SUCTION LUBE OIL PUMP #1 LUBE OIL PUMPS PUMPS C
BAR006FFC-AAAAADAA | MOTOR LUBE OIL PUMP #2 LUBE OIL PUMPS PUMPS C
BAR006FFC-AAAAADAF | VALVE SUCTION LUBE OIL PUMP #2 LUBE OIL PUMPS PUMPS C
BAR006FFC-ABAAAG | TRANSMITTER LOW LUBE OIL LEVEL TRIP & ALARM LS260D LUBE OIL CONTROL & REGULATING VALVES VALVES C
BAR006LFB-AAABAB | INDICATOR LOW PRESSURE ECON B CONDESATE PRESSURE CDBPI212 INSTRUMENTS AND CONTROLS PIPING AND VALVES B
BAR006DDB-ADAB | FILTER SOUTH FINAL SEPERATOR NGBSP001 FILTERS FINAL SEPARATORS B
BAR006DDB-ADAHAE | TRANSMITTER LOCATED ON FILTER SEPERATOR LEVEL NGBLT02B TRANSMITTERS FILTERS FINAL SEPARATORS B
BAR006FAC-ABAA | THERMOCOUPLE HOT REHEAT TEMP HRTE2061 HIGH PRESSURE I&C C
BAR006FAC-AAAC | VALVE VENTILATOR HIGH PRESSURE C
BAR006FAC-AAAD | VALVE COOLING STEAM PACKING HIGH PRESSURE C
BAR006HKC-AAABAAAB | GEARBOX COOLING TOWER FAN A CWCLA FANS FORCED DRAFT COOLING TOWER C
BAR006HKC-AAABADAA | FAN COOLING TOWER FAN D CWCLD FANS FORCED DRAFT COOLING TOWER C
BAR006HKC-AAABADAC | MOTOR COOLING TOWER FAN D CWCLD FANS FORCED DRAFT COOLING TOWER C
BAR006FAC-ABAQBS | PROBE REFERENCE PROBE RP1 TURBINE PROTECTION HIGH PRESSURE I&C C
BAR006FAC-ABAQBR | SWITCH PROXIMITY SWITCH LOCKOUT VALVE #2 RESET ZE5011B TURBINE PROTECTION HIGH PRESSURE I&C C
BAR006FCC-AAAB | DIAPHRAGM WEST RUPTURE LOW PRESSURE C
BAR006FCC-AAAE | BEARING #4 LOW PRESSURE C
BAR006FCC-ACAB | THERMOCOUPLE LP A ADMISSION STEA PRESS LPATE201 LOW PRESSURE I&C C
BAR006EAA-AAAD | BEARING OUTBOARD GENERATOR GAS TURBINE A
BAR006EAA-ABAB | SWITCH A COLLECTOR HSG VENT FILTER DIFF PRESS 63CF1 GENERATOR I&C A
BAR006EAA-ABAC | DRAIN LUBE SYSTEM TEMPGENERATOR #1 BEARING DRAIN GENERATOR I&C A
BAR006HBC-AAABAD | TRANSMITTER COOL TWR MAKEUP 2 PRESS CWMPT002 COOLING TOWER MAKEUP PUMP #2 PUMPS C
BAR006HKC-AAABAJAD | SWITCH J COOLING TOWER FAN OIL LEVEL COOLING TOWER FAN J CWCLJ FANS FORCED DRAFT COOLING TOWER C
BAR006EAC-AAAH | HYDROGEN COOLERS GENERATOR STEAM TURBINE C
BAR006FDC-ADAD | FILTER STEAM TURBINE HYDRAULIC OIL CONDITIONING MISCELLANEOUS EQUIPMENT C
BAR006FDC-AEAAAA | SWITCH EMER. TRIP HEADER TRIPPED PRESS PS282 HYDRAULIC OIL SYSTEM EHC HYDRAULIC CONTROLS I&C C
BAR006FDC-AEAAAB | SWITCH HYD FLUID LOW PRESS PUMP A START PS281B HYDRAULIC OIL SYSTEM EHC HYDRAULIC CONTROLS I&C C
BAR006FDC-AEAAAC | SWITCH HYD FLUID LOW PRESS PUMP B START PS281C HYDRAULIC OIL SYSTEM EHC HYDRAULIC CONTROLS I&C C
BAR006FDC-AEAAAJ | SWITCH LOW HYD FLUID TRIP AND ALARM PS281F HYDRAULIC OIL SYSTEM EHC HYDRAULIC CONTROLS I&C C
BAR006FDC-AEAQ | SWITCH B HYDRAULIC OIL SUPPLY PRESS 63HQ1A HYDRAULIC CONTROLS I&C C
BAR006BHB-AAAA | MONITOR NOX B GAS COMPLIANCE CEMS EQUIPMENT HRSG B B
BAR006EBA-AAAC | BEARING OUTBOARD GAS TURBINE EXCITER A
BAR006EBB-AAAD | COUPLING GAS TURBINE EXCITER B
BAR006LBC-AAAAAE | VALVE ISOLATION DISCHARGE CONDENSATE PUMP #1 CDPU001 PUMPS C
BAR006FHC-AAAAAA | MOTOR TURNING GEAR TURNING GEAR C
BAR006FFC-ADABAX | SWITCH OIL CONDITIONER ONBOARD HEATER PERMISSIVE FLOW INSTRUMENTS AND CONTROLS TANKS C
BAR006FHC-AAAAABAB | MOTOR OIL PUMP TURNING GEAR TURNING GEAR C
BAR006FJC-AAAA | VALVE ADM CONTROL AFTER SEAT DRAIN MOVSAD2A VALVES C
BAR006FJC-AAAN | VALVE MAIN STOP B AFTER SEAT DRAIN MOVSSV2B VALVES C
BAR006VEA-AAAAADAA | FAN COOLING AIR FAN LUBE OIL SKID 88BL2 FANS COOLING AIR SYSTEM A
BAR006VEA-AAAAAHAA | FAN LOAD COMPARTMENT COOLING AIR FAN 88VG2 FANS COOLING AIR SYSTEM A
BAR006SAC-ABABAA | DRYER SOUTH IADY002 DRYER #2 AIR DRYERS C
BAR006VEB-AAAB | FILTER SEALING AND COOLING AIR INTAKE COOLING AIR SYSTEM B
BAR006VEB-ACAAAA | SWITCH B COMPRESSOR BLEED VLV LIMIT 33CB1 COOLING & SEALING AIR SYSTEM COOLING SYSTEM I&C B
BAR006VEB-ACAAAB | SWITCH B COMPRESSOR BLEED VLV LIMIT 33CB2 COOLING & SEALING AIR SYSTEM COOLING SYSTEM I&C B
BAR006VBA-AAACAD | PUMP 88QA1 LUBE OIL #1 PUMP PUMPS A
BAR006VBA-AEABAA | INDICATOR OIL RES PRESS DIFF CLCPDI010 LUBE OIL TANK FILTERS & PIPING I & C TANKS A
BAR006VAA-ABAAAD | PUMP 88AC1 INLET FILTER EVAPORATIVE PUMP #1 INLET COOLING A
BAR006VAA-ABAEAB | VALVES MISC. SMALL VALVES VALVES AND RELATED EQUIPMENT INLET COOLING A
BAR006VAA-ABAFAA | SWITCH A EVAP COOLER LOW WATER LEVEL 71AC1 EVAPORATIVE COOLING I & C INLET COOLING A
BAR006VAA-ADAG | TRANSMITTER A INLET HEATING CONTROL VALVE POSITION 96TH1 INLET BLEED HEAT A
BAR006VBB-AEABAA | INDICATOR OIL RESEVOIR PRESS DIFF CLCPDI014 LUBE OIL TANK FILTERS & PIPING I & C TANKS B
BAR006VBB-AEABAB | INDICATOR OIL RESEVOIR CLCTI017 TEMPERATURE LUBE OIL TANK FILTERS & PIPING I & C TANKS B
BAR006VBB-AEABAE | SWITCH B LO HEADER HIGH TEMP TRIP 26QT1B LUBE OIL TANK FILTERS & PIPING I & C TANKS B
BAR006VDA-AAAB | BREAKER 480V TURNING GEAR 88TG1 TURNING GEAR A
BAR006VEA-AAAAAAAA | FAN COOLING AIR FAN BEARING AREA 88BN1 FANS COOLING AIR SYSTEM A
BAR006RCB-AAAAAA | TANK B CT CO2 SUPPLY GAS TURBINE B FIRE PROTECTION SYSTEM CO2 CO2 SYSTEM B
BAR006RCB-ABAAAF | SWITCH EXTENDED DISCH PRESS ZONE1 80FP1E GAS TURBINE B FIRE PROTECTION SYSTEM CO2 CO2 I&C B
BAR006RCB-ABAAAH | SWITCH EXTENDED DISCH PRESS ZONE3 80FP3E GAS TURBINE B FIRE PROTECTION SYSTEM CO2 CO2 I&C B
BAR006VEA-ACAAAB | SWITCH A COMPRESSOR BLEED VLV LIMIT 33CB2 COOLING & SEALING AIR SYSTEM COOLING SYSTEM I&C A
BAR006VEA-ACAAAC | SWITCH A COMPRESSOR BLEED VLV LIMIT 33CB3 COOLING & SEALING AIR SYSTEM COOLING SYSTEM I&C A
BAR006VEA-ACABAB | INDICATOR GAS TURBINEA BASE COOLER PRESS DIFF CLCPDI009 COOLING WATER SYSTEM COOLING SYSTEM I&C A
BAR006VEB-AAAAABAB | MOTOR 88BN2 COOLING AIR FAN BEARING AREA 88BN2 FANS COOLING AIR SYSTEM B
BAR006VEB-AAAAAEAA | FAN COOLING AIR FAN TURBINE COMPARTMENT 88BT1 FANS COOLING AIR SYSTEM B
BAR006VFB-AAAB | PIPING MISC SS NATURAL GAS PM HEADERS B
BAR006VFB-AAAG | VALVE B FUEL GAS CONTROL VGC4 GAS B
BAR006VGA-ABAA | FILTER SUPPLY AIR TO COMPRESSOR BLEED VALVES COMPRESSOR A
BAR006VGA-ABAC | BLADES STAGE 1 STATIONARY COMPRESSOR A
BAR006VGA-ABAT | BLADES STAGE 9 STATIONARY COMPRESSOR A
BAR006VBA-AFABAA | SWITCH A LUBE OIL BRG HEADER PRESS 63QA1B LUBE OIL CONTROL & REGULATING VALVES I & C PIPING VALVES & RELATED EQUIPMENT A
BAR006VBB-AAADAC | VALVE CHECK DISCHARGE LUBE OIL #2 PUMP PUMPS B
BAR006VAA-AEABAC | SWITCH A GEAR/LOAD COMP AIR PRESSURE 63AG1 HEAT & VENT SYSTEM AIR AND GAS I&C A
BAR006VAB-AAADAD | SWITCH B TURBINE INLET AIR FILTER EXCESS PRESS DROP 63TF2B INLET AIR INSTRUMENTS AND CONTROLS INLET AIR FILTERS B
BAR006VAB-ABAAAD | PUMP 88AC1 INLET FILTER EVAPORATIVE PUMP #1 INLET COOLING B
BAR006VAB-ABAEAA | PIPING EVAP COOLING WATER SUPPLY VALVES AND RELATED EQUIPMENT INLET COOLING B
BAR006VAB-ABABAA | MOTOR 88AC2 INLET FILTER EVAPORATIVE PUMP #2 INLET COOLING B
BAR006VCB-AAABAB | BREAKER HYDRAULIC PUMP #2 PUMPS B
BAR006FHC-AA | TURNING GEAR C
BAR006YBA-AAAAAF | VALVE CHECK PUMP BYPASS AMMONIA FORWARDING SKID PIPING AND RELATED HRSG A AMMONIA FORWARDING SKID A A
BAR006WBA-ABAD | VALVE REHEAT INLET SAFETY CRASR402 IP/COLD REHEAT PIPING AND VALVES A
BAR007GAC-AAAAAEAD | NITROGEN BOTTLE/SUPPLY NITROGEN SYSTEM MAIN POWER TRANSFORMER 6C MAIN POWER TRANSFORMER C
BAR007RCB-ABAAAC | SWITCH PILOT LINE SUPERVISORY PRESS 63FP1D GAS TURBINE B FIRE PROTECTION SYSTEM CO2 CO2 I&C B
BAR007WCA-AAABAA | THERMOCOUPLE GAS TEMP INTO SPRHTR NO. 1 BOILER A BLATE301A TUBING SUPERHEATER #1 HP TUBING A
BAR007DDA-AAADAF | TRANSMITTER A GAS FUEL NOZZLE PRESS PM2 96GC2 GAS REGULATING & SAFETY SHUTOFF VALVES A PIPING AND VALVES A
BAR007YAC-ABAAAL | VALVE CROSSOVER COMPRESSOR TO TANK AMMONIA COMPRESSOR COMPRESSORS C
BAR007HCC-AAACAB | TANK BIOCIDE HYPOCHLORITE STORAGE WTTK001 TANKS CHLORINATION C
BAR006YCA-AAAAAAAB | BREAKER DILUTION AIR FAN #1 HRSG A DILUTION AIR FAN AMMONIA SKID HRSG A A
BAR006YCB-AAAB | PIPING VALVES AND RELATED EQUIPMENT AMMONIA SKID HRSG B B
BAR007SBB-AAAB | VALVE SERVICE AIR ISOLATION @ CT/HRSG B 06 SERVICE AIR C VALVES PIPING AND RELATED EQUIPMENT B
BAR007EAB-ABAE | MONITOR BEARING METAL TEMPGENERATOR BEARING #2 GENERATOR I&C B
BAR006WGB-ACAAAF | TRANSMITTER LP DRUM PRESSURE BOILER B BLBPT249 DRUM LP DRUM B
BAR007FJC-AAAV | VALVE RH STOP A AFTER SEAT DRAIN MOVSSV4A VALVES C
BAR007YAC-AAACAB | VALVE ISOLATION UNLOADING LIQUID ARM AMMONIA LIQUID PIPING VALVES AND RELATED EQUIPMENT UNLOADING STATION C
BAR006ZAC-ABAAAAAK | CABINET Remote I/O #21 CABINETS HARDWARE ASSOCIATED WITH OVATION OVATION C
BAR007HDC-ABABAD | VALVE AIR RELEASE AT DISCHARGE OF CWPU002 WATERBOX WEST CONDENSER WATERBOX AND RELATED EQUIPMENT C
BAR007GA | SWITCHYARD SPARE MAIN TRANSFORMER
BAR007WCB-AAAA | TUBING EVAPORATOR HP TUBING B
BAR006WJA-ABAA | VALVE HRSG A HP EVAP. BLOWDOWN MOV HPAMV066A HRSG A BLOWDOWN VALVES CONTINUOUS & INTERMITTENT A
BAR007DDB-ABABAB | HEATER NGBHX002 ELECTRIC HEATER FOR FUEL GAS HEATERS B
BAR007PAC-AG | BUILDING COOLING TOWER 480V MCC C
BAR007HEC-ACAC | VALVE CLOSED LOOP COOLING WATER TANK LEVEL CONTROL TANKS C
BAR007FJC-AAAD | VALVE CSCV CONTROL VALVE AFTER SEAT DRAIN MOVSPDV6 VALVES C
BAR006WGB-ABAAAA | TRANSMITTER IP DRUM LEVEL BOILER B BLBLT140 DRUM IP DRUM B
BAR006WGB-ABAB | VALVE HRSG B IP DRUM PRESSURE CONTROL PEGGING STEAM IPBPV139 IP DRUM B
BAR007WHB-ADAF | TRANSMITTER BURNER B GAS PRESSURE BMBPT031 DUCT BURNERS I&C B
BAR007WCB-ABAC | TUBING SUPERHEATER IP TUBING B
BAR007WJB-ACAE | THERMOCOUPLE HOT REHEAT BLOWDOWN HRHTE150 BLOWDOWN I&C B
BAR007HKC-AAABAAAE | BREAKER COOLING TOWER FAN A CWCLA FANS FORCED DRAFT COOLING TOWER C
BAR006HKC-AAAA | COOLING TOWER STRUCTURE AND BASIN FORCED DRAFT COOLING TOWER C
BAR007WGA-ACAAAD | TRANSMITTER LP DRUM LEVEL BOILER A BLALT248 DRUM LP DRUM A
BAR007MAA-ACACAF | TRANSMITTER HP BFP A1 DISCH FLOW FWAFT001 BFP HP DRUM FLOW SECTION BOILER FEED PUMP I&C A
BAR007MAA-AAAAAJAAAB | BREAKER LUBE OIL PUMP LUBE OIL SKID A1 BOILER FEED PUMP A1 PUMPS A
BAR007WBB-AKAA | VALVE B COLD REHEAT SHUTOFF CRHMV200 TWIP SYSTEM B
BAR006WCA-AAADAB | THERMOCOUPLE GAS TEMP INTO SPHTR NO. 3. BOILER A BLATE303D TUBING SUPERHEATER #3 HP TUBING A
BAR006EAB-ABAH | SENSOR NONCONT GEN COUPLING END VIBRATION GENERATOR I&C B
BAR006HDC-AAABAF | PUMP CIRCULATING WATER PUMP #2 PUMPS C
BAR006LAC-AA | CONDENSER C
BAR006YBB-AAABABAD | COUPLING AMMONIA FORWARDING PUMP B AMMONIA FORWARDING PUMPS HRSG B AMMONIA FORWARDING SKID B B
BAR007WCA-AAAAAC | THERMOCOUPLE HP EVAPORATOR TUBE TEMP BOILER A BLATE096B TUBING EVAPORATOR HP TUBING A
BAR006KEC-AAAB | BATTERIES COMPUTER DC ELECTRICAL C
BAR006WCB-AAADAF | THERMOCOUPLE HP SPRHTR NO. 3 TUBE TEMP BOILER B BLBTE091B TUBING SUPERHEATER #3 HP TUBING B
BAR007WGB-ADAC | HEADER LP HEADERS B
BAR006SAC-ABABAD | VALVE CONTROL DRYER #2 AIR DRYERS C
BAR006FFC-ADABAR | SWITCH LO FILTER HIGH DIFF PRESSURE NO.2 PS271B INSTRUMENTS AND CONTROLS TANKS C
BAR006FJC-AAAT | VALVE REHEAT STOP #2 VALVES C
BAR007WCB-AAADAD | THERMOCOUPLE GAS TEMP INTO SPRHTR NO.3 BOILER B BLBTE303D TUBING SUPERHEATER #3 HP TUBING B
BAR007MAB-ABAAAA | VALVE BOILER FEED PUMP MINIMUM FLOW TO LP DRUM FWBFV001 BFP MINIMUM FLOW PIPING & VALVES PIPING AND VALVES B
BAR006SAC-AAABAC | BREAKER COMPRESSOR #2 COMPRESSORS C
BAR006WJA-ACAD | INDICATOR BLOWDOWN TANK BOILER A PRESSURE BLAPI312 BLOWDOWN I&C A
BAR007WCB-AAADAJ | THERMOCOUPLE HP SPRHTR NO. 3 TUBE TEMP BOILER B BLBTE093A TUBING SUPERHEATER #3 HP TUBING B
BAR007MAB-AAAAAG | VALVE SUPPLY THROTTLE BUSHING INBOARD BOILER FEED PUMP B1 PUMPS B
BAR007FJC-AAAT | VALVE REHEAT STOP #2 VALVES C
BAR006HKC-AAABACAA | FAN COOLING TOWER FAN C CWCLC FANS FORCED DRAFT COOLING TOWER C
BAR006GAB-AAAAAA | BUSHINGS MAIN POWER TRANSFORMER 6B MAIN POWER TRANSFORMER B
BAR006FCC-ACAD | THERMOCOUPLE LOW PRESSURE STEAM C DRAIN TEMP LPSTE300 LOW PRESSURE I&C C
BAR006FFC-ADABAB | ALARM LOW LUBE OIL LEVEL LS260B INSTRUMENTS AND CONTROLS TANKS C
BAR007WGB-AEAAAM | INDICATOR DRUM LEVEL BOILER B BLBLI034 HRSG B DRUMS HEADERS LINKS DRUMS & TANKS I&C B
BAR007MAB-ABAAAB | VALVE BOILER FEED PUMP MINIMUM FLOW TO LP DRUM FWBFV002 BFP MINIMUM FLOW PIPING & VALVES PIPING AND VALVES B
BAR007GAB-AAAAAEAA | PIPING AND VALVES NITROGEN SYSTEM MAIN POWER TRANSFORMER 6B MAIN POWER TRANSFORMER B
BAR006RCA-ABAAAH | SWITCH EXTENDED DISCH PRESS ZONE3 80FP3E GAS TURBINE A FIRE PROTECTION SYSTEM CO2 CO2 I&C A
BAR006PAB-ADAAAAAC | BREAKER 3A SUMP PUMP WEST SUMP CT B AREA PUMPS B
BAR007WGB-AEAAAS | INDICATOR LP B ADMISSION STEAM PRESSURE LPBPI205 HRSG B DRUMS HEADERS LINKS DRUMS & TANKS I&C B
BAR006WCB-AAABAD | THERMOCOUPLE GAS TEMP INTO SPRHTR NO. 1 BOILER B BLBTE301D TUBING SUPERHEATER #1 HP TUBING B
BAR007EFB-ABAD | SWITCH B LOW GENERATOR CASING PRESSURE 63GK1 INSTRUMENTS AND CONTROLS B
BAR007EAA-AAAA | ASSEMBLY GENERATOR BRUSH GENERATOR GAS TURBINE A
BAR007MAA-ACACAD | TRANSMITTER BOILER FW A DISCH PRESSURE FWAPT005 BFP HP DRUM FLOW SECTION BOILER FEED PUMP I&C A
BAR007HDC-AAAAAA | FILTER 71 CIRCULATING WATER PUMP #1 PUMPS C
BAR006SBB-AA | SERVICE AIR C VALVES PIPING AND RELATED EQUIPMENT B
BAR007FJC-AA | VALVES C
BAR006LBC-AAACAH | VALVE QUICK FILL MANUAL ISOLATION CONDENSATE CONDENSATE QUICK FILL & MAKEUP PUMP PUMPS C
BAR007KCA | A
BAR007EAA-AAAJ | HYDROGEN COOLERS GENERATOR GAS TURBINE A
BAR007GAC-AAAAAB | OIL COOLER PUMP MAIN POWER TRANSFORMER 6C MAIN POWER TRANSFORMER C
BAR007FDC-AEBB | SWITCH HYD FLUID PUMP B DISCHARGE PRESS PS280B HYDRAULIC CONTROLS I&C C
BAR007EAA-ABAF | MONITOR BEARING METAL TEMPGENERATOR BEARING #2 GENERATOR I&C A
BAR007LGC | C
BAR006YAC-AFAA | AMMONIA UNLOADING & STORAGE AREA PIPING PIPING AND ASSOCIATED VALVES C
BAR007ZAC-AA | MARK VIe C
BAR007HKC-AAAAAG | VALVE COOLING TOWER VALVE JK RISER CTRMV005 COOLING TOWER STRUCTURE AND BASIN FORCED DRAFT COOLING TOWER C
BAR006ZAC-AAAAABAB | SERVER MARK VIe ENGINEERING CONSOLE HARDWARE ASSOCIATED WITH MARK VIe MARK VIe C
BAR007DDA-AAAC | PIPING & VALVES SEPARATORS TO ACCESSORY MODULE A PIPING AND VALVES A
BAR007DDB-AAABAA | ELEMENT FEEDWATER HEATER FLOW FWBFE004 FEEDWATER PIPING AND VALVES FOR FUEL GAS HEATER PIPING AND VALVES B
BAR006LHC-ABAF | PUMP AQUEOUS AMMONIA PUMP C
BAR006FFC-ABAAAE | TRANSMITTER LOW LUBE OIL LEVEL LS260B LUBE OIL CONTROL & REGULATING VALVES VALVES C
BAR006FFC-ADAAAM | MOTOR VAPOR EXTRACTOR MOTOR NO.2 LUBE OIL TANK FILTERS & PIPING TANKS C
BAR006EBB-AA | GAS TURBINE EXCITER B
BAR006DDA-AAADAF | TRANSMITTER A GAS FUEL NOZZLE PRESS PM2 96GC2 GAS REGULATING & SAFETY SHUTOFF VALVES A PIPING AND VALVES A
BAR006DDA-ACAHAA | TRANSMITTER NAT GAS FILTER SEP DIFF PRESS NGAPDT001 TRANSMITTERS FILTERS FINAL SEPARATORS A
BAR006DDB-AAADAC | TRANSMITTER B GAS FUEL NOZZLE PRESS 96GC7 GAS REGULATING & SAFETY SHUTOFF VALVES B PIPING AND VALVES B
BAR006GAB-AAAAABAB | MOTOR OIL COOLER PUMP MAIN POWER TRANSFORMER 6B MAIN POWER TRANSFORMER B
BAR006GAC-AAAAAEAD | NITROGEN BOTTLE/SUPPLY NITROGEN SYSTEM MAIN POWER TRANSFORMER 6C MAIN POWER TRANSFORMER C
BAR006HBC-AAAAAB | MOTOR COOLING TOWER MAKEUP PUMP #1 PUMPS C
BAR006NCC-AAAB | SUPPLY BOILER WATER ANALYSIS BUILDING POTABLE H20 VALVES AND PIPING C
BAR006WCA-AEAB | TUBING EVAPORATOR LP TUBING A
BAR007LBC-AAAB | CONDENSATE PUMP #2 CDPU002 PUMPS C
BAR007DDB-AAADAH | TRANSMITTER B GAS FUEL NOZZLE PRESS QUAT 96GC4 GAS REGULATING & SAFETY SHUTOFF VALVES B PIPING AND VALVES B
BAR007WBB-AH | LP BYPASS PIPING AND VALVES B
BAR006EAC-ABAK | INDICATOR STEAM TURB H2 COOLER TEMPERATURE CLCTI007 GENERATOR I&C C
BAR006ECA-AC | TANK A
BAR006NDA-AAABAK | ANALYZER IP BOILER STEAM HRSG A PH 180 WATER ANALYSIS ANALYZER PANEL INSTRUMENTS AND CONTROLS A
BAR006NDB-AAAAAC | PORT HRSG B DA/LP FEED WATER SAMPLE WATER ANALYSIS SAMPLE PANEL WATER SIDE INSTRUMENTS AND CONTROLS B
BAR006HEC-ADAAAB | INDICATOR CLOSE LOOP COOL HX 1 OUT PRESS CWPI008 HEAT EXCHANGER CLOSED LOOP COOLING WATER #1 SERVICE WATER I&C C
BAR006EFB-ABAE | SWITCH B LOW GENERATOR CASING PRESSURE 63GL1 INSTRUMENTS AND CONTROLS B
BAR006VGB-ADAB | DETECTORS FLAME COMBUSTION CHAMBER B
BAR007ND | WATER TREATMENT EQUIPMENT
BAR007VGB-ABAG | BLADES STAGE 3 ROTATING COMPRESSOR B
BAR007VGB-ADAD | LINERS COMBUSTION COMBUSTION CHAMBER B
BAR007VJC-AAAAAC | VALVE DISCHARGE WATER WASH PUMP PUMPS C
BAR007VKA-ABAAAC | SWITCH A STEAM AUG DRAIN VALVE #5 LIMIT 33BS5 STEAM INJECTION POWER AUGMENTATION WATER/STEAM INJECTION I&C A
BAR007VBB-ADAB | MIST ELIMINATOR B VAPOR EXTRACTION B
BAR006VAB-AEAC | AIR INLET FILTER & EXHAUST SYSTEM AIR AND GAS I&C B
BAR006VBB-AFAB | LUBE OIL CONTROL & REGULATING VALVES I & C PIPING VALVES & RELATED EQUIPMENT B
BAR006MAA-AB | PIPING AND VALVES A
BAR006MAB-ABAB | BFP HP DRUM FLOW PIPING & VALVES HRSG B PIPING AND VALVES B
BAR007VCB-AD | HYDRAULIC AND TRIP OIL SYSTEM I&C B
BAR007VEB-ACAB | COOLING WATER SYSTEM COOLING SYSTEM I&C B
BAR007VFB-AA | GAS B
BAR007VGB-AAAA | VANES VARIABLE INLET GUIDE INLET BELLMOUTH B
BAR007VAA-AEAB | HEAT & VENT SYSTEM AIR AND GAS I&C A
BAR007VBB-ABAC | LUBE OIL COOLERS COOLERS B
BAR007VEB-AAAAAEAB | MOTOR 88BT1 COOLING AIR FAN TURBINE COMPARTMENT 88BT1 FANS COOLING AIR SYSTEM B
BAR006VBB-AAABAA | MOTOR88ES1 EMERGENCY SEAL OIL PUMP PUMPS B
BAR006VAA-ABAAAB | BREAKER INLET FILTER EVAPORATIVE PUMP #1 INLET COOLING A
BAR007WJB-AC | BLOWDOWN I&C B
BAR006HEC-ABAA | HEAT EXCHANGER CLOSED LOOP COOLING WATER #1 COOLERS C
BAR007MAB-ABAB | BFP HP DRUM FLOW PIPING & VALVES HRSG B PIPING AND VALVES B
BAR007NDC-AAAB | WATER ANALYSIS ANALYZER PANEL INSTRUMENTS AND CONTROLS C
BAR007ZAC-AAAAAC | OPERATOR CONSOLE HARDWARE ASSOCIATED WITH MARK VIe MARK VIe C
BAR007GEC-AA | SWITCHYARD STATION SERVICE C
BAR006VAB-AEAAAD | TRANSMITTER B COMPRESSOR DISCH PRESS 96CD1B INLET AIR HEATING BLEED HEAT AIR AND GAS I&C B
BAR006VEB-AAAAADAC | BREAKER COOLING AIR FAN LUBE OIL SKID 88BL2 FANS COOLING AIR SYSTEM B
BAR006ECA-ADAB | SWITCH A GENERATOR LIQUID LEVEL HIGH 71WG2 INSTRUMENTS AND CONTROLS A
BAR006HDC-ACAAAN | TRANSMITTER CIRC. WATER FLOW TO SW HT EXCHANGE #1 CWFT003 PIPING & VALVES CIRC. WATER TO CONDENSER WATER BOX CONDENSER CIRCULATING WATER I&C C
BAR006FEC-ABAD | THERMOCOUPLE STEAM SEAL SUPPLY WTR TEMP DSHTE006 STEAM SEAL I&C C
BAR006HEC-ABABAE | VALVE CLC TEMPERATURE CONTROL CLCTV001 PIPING CLC HEAT EXCHANGER COOLING WATER CCW COOLERS C
BAR006LFA-AAABAB | INDICATOR LOW PRESSURE ECON A CONDESATE PRESSURE CDAPI212 INSTRUMENTS AND CONTROLS PIPING AND VALVES A
BAR006SAC-ACABAA | TANK SOUTH IATK002 TANK #2 TANKS C
BAR007EBC-AB | EXCITER I&C C
BAR006FFC-ABAAAF | TRANSMITTER LOW LUBE OIL LEVEL TRIP & ALARM LS260C LUBE OIL CONTROL & REGULATING VALVES VALVES C
BAR006VAB-ABAC | COOLING MEDIA INLET COOLING B
BAR007VEB-AAAAAFAB | MOTOR 88BT2 COOLING AIR FAN TURBINE COMPARTMENT 88BT2 FANS COOLING AIR SYSTEM B
BAR007MAB-ACADAE | TRANSMITTER IP B FEEDWATER FLOW FWBFT103 BFP IP DRUM FLOW SECTION BOILER FEED PUMP I&C B
BAR006NDB-AAAAAJ | PORT HRSG B IP BOILER FEED H2O SAMPLE WATER ANALYSIS SAMPLE PANEL WATER SIDE INSTRUMENTS AND CONTROLS B
BAR006WCB-AAACAD | THERMOCOUPLE GAS TEMP OUT OF SPRHTR NO. 2 BOILER B BLBTE302D TUBING SUPERHEATER #2 HP TUBING B
BAR007WBB-AAAGAA | ELEMENT HP B ATTEMP SPRAY WTR FLOW FWBFE002 HRSG B HP ATTEMPERATOR SECTION MAIN STEAM PIPING AND VALVES B
BAR007SAC-AAAAAE | HEATER LUBE OIL COMPRESSOR #1 COMPRESSORS C
BAR007VGA-AEAA | NOZZLES 1ST STAGE TURBINE A
BAR007VKB-ABAAAJ | THERMOCOUPLE AUGMENTATION STEAM B TEMP ASBTE105 STEAM INJECTION POWER AUGMENTATION WATER/STEAM INJECTION I&C B
BAR006WBB-AGADAE | THERMOCOUPLE IP STEAM BYPASS B TEMP IPBBTE103 HRSG B STEAM BYPASS SYSTEM IP I & C IP BYPASS PIPING AND VALVES B
BAR007HCC-AAAAADAC | BREAKER COOLING TOWER BIOCIDE B PUMP PUMPS CHLORINATION C
BAR007VAA-AAADAA | SWITCH A TURBINE AIR INLET AMBIENT TEMP 26AC1 INLET AIR INSTRUMENTS AND CONTROLS INLET AIR FILTERS A
BAR007DDB-AAACAB | TRANSMITTER B FUEL GAS FLOW ORIFICE DIFF PRESS 96FF1 PIPING & VALVES SEPARATORS TO ACCESSORY MODULE B PIPING AND VALVES B
BAR007MAB-AAABAD | TRAP DRAIN THROTTLE BUSHIN BOILER FEED PUMP B2 PUMPS B
BAR007VGB-ABAS | BLADES STAGE 8 ROTATING COMPRESSOR B
BAR007VJC-ADAAAE | SWITCH WATER WASH SKID FLOW 80WW1 WATER WASH PIPING AND VALVES I&C C
BAR006MCB-ABAA | TANK PHOSPHATE DILUTION #2 TANKS B
BAR006WBB-ALAHAB | THERMOCOUPLE HOT REHEAT TWIP HRHTE003B TWIP SYSTEM I & C TWIP SYSTEM B
BAR007VGA-ABAR | BLADES STAGE 8 STATIONARY COMPRESSOR A
BAR007GAA-AAAAAA | BUSHINGS MAIN POWER TRANSFORMER 6A MAIN POWER TRANSFORMER A
BAR007KCC-ABAG | BREAKER COOLING TOWER MAKEUP MCC B FRAME 5 TOP 4160 VOLT C
BAR007NDB-AAAAAL | ANALYZER LP ADMISSION STEAM HRSG B CONDUCTIVITY 292 WATER ANALYSIS ANALYZER PANEL INSTRUMENTS AND CONTROLS B
BAR007WHB-ADAC | INDICATOR BURNER SKID B INSTR AIR PRESS BMBPI001 DUCT BURNERS I&C B
BAR007ECA-ADAA | SWITCH A GENERATOR LIQUID LEVEL HIGH 71WG1 INSTRUMENTS AND CONTROLS A
BAR006WGA-AAAB | VALVE SAFETY BLAPSV002 HP DRUM A
BAR007MAA-AAAAAK | COUPLING 7A1 BFP HYDRAULIC
BAR006WBA-ACAB | VALVE HRH ATTEMPERATOR SPRAY FLOW CONTROL FWAFV420B HOT REHEAT PIPING AND VALVES A
BAR007VCA-ADAC | SWITCH A HYDRAULIC OIL FILTER DIFF PRESS ALARM 63HF2 HYDRAULIC CONTROLS I&C A
BAR007VGB-ADAA | FLOW SLEEVES COMBUSTION CHAMBER B
BAR006YCA-AA | AMMONIA SKID HRSG A A
BAR006BHB-AAAC | ANALYZER HRSG B CO2 CEMS SIEMENS
BAR007BFB | B
BAR007VGB | B
BAR007WHA | A
BAR007FDC | C
BAR007MAB | B
BAR007PAB | B
BAR007RAC | C
BAR007SAC | C
BAR006VBB-AAAE | LUBE OIL PUMPS I & C PUMPS B
BAR006VBB-AEAA | LUBE OIL TANK FILTERS & PIPING TANKS B
BAR006VBB-AEAB | LUBE OIL TANK FILTERS & PIPING I & C TANKS B
BAR006VCB-AA | PUMPS B
BAR007YAC-AAAA | NITROGEN PIPING VALVES AND RELATED EQUIPMENT UNLOADING STATION C
BAR007YAC-AC | HEAT TRACING C
BAR007MAA-ACAD | BFP IP DRUM FLOW SECTION BOILER FEED PUMP I&C A
BAR007MAB-ABAC | BFP IP DRUM FLOW PIPING & VALVES HRSG B PIPING AND VALVES B
BAR007WAC-AA | UNLOADING STATION C
BAR007WBA-AD | LP STEAM PIPING AND VALVES A
BAR007YEB-AA | REACTORS B
BAR007YEB-AB | CATALYST B
BAR007ZDC-AA | HARDWARE ASSOCIATED WITH WORK MANAGEMENT C
BAR006VEB-AAAAAE | COOLING AIR FAN TURBINE COMPARTMENT 88BT1 FANS COOLING AIR SYSTEM B
BAR006VEB-ACAB | COOLING WATER SYSTEM COOLING SYSTEM I&C B
BAR006VFB-AB | FUEL I&C B
BAR006VFB-ABAA | GAS FUEL SYSTEM FUEL I&C B
BAR006VGB-AAAA | VANES VARIABLE INLET GUIDE INLET BELLMOUTH B
BAR007FFC-AAAAAA | EMERGENCY DC LUBE OIL PUMP LUBE OIL PUMPS PUMPS C
BAR007WBA-AGAE | HRSG A STEAM BYPASS SYSTEM LP I & C LP BYPASS PIPING AND VALVES A
BAR007WBA-AHAK | TWIP SYSTEM HRSG A TWIP SYSTEM A
BAR007FJC-AAAU | VALVE REVERSE FLOW DISCHARGE VALVE RFDVGE VALVES C
BAR007FJC-ABAA | TWIP SYSTEM @ STEAM TURBINE TWIP SYSTEM C
BAR007RCB-ABAA | GAS TURBINE B FIRE PROTECTION SYSTEM CO2 CO2 I&C B
BAR007SBC-AA | SERVICE AIR C VALVES PIPING AND RELATED EQUIPMENT C
BAR007HEC-AB | COOLERS C
BAR006VAA-ABAF | EVAPORATIVE COOLING I & C INLET COOLING A
BAR007VBB-AAAC | LUBE OIL #1 PUMP PUMPS B
BAR007VBB-AB | COOLERS B
BAR007WCB-AD | LP TUBING B
BAR007WCB-AEAB | HRSG B LP FEEDWATER PREHEATER SECTION FEEDWATER PREHEATER TUBING B
BAR007VBB-AFAB | LUBE OIL CONTROL & REGULATING VALVES I & C PIPING VALVES & RELATED EQUIPMENT B
BAR007LBC-AAABAG | PUMP CONDENSATE PUMP #2 CDPU002 PUMPS C
BAR007LBC-ABAA | CONDENSATE PUMP MINIMUM FLOW PIPING & VALVES PIPING AND VALVES C
BAR007LBC-ABAAAD | ELEMENT CONDENSATE MINIMUM FLOW CDFE001 CONDENSATE PUMP MINIMUM FLOW PIPING & VALVES PIPING AND VALVES C
BAR007VGA-AC | COMPRESSOR PIPING AND VALVES A
BAR006VCB-AAAA | HYDRAULIC PUMP #1 PUMPS B
BAR007VJC-AAAA | WATER WASH PUMP PUMPS C
BAR007VJC-AB | PIPING VALVES AND RELATED EQUIPMENT C
BAR007VJC-AC | TANKS C
BAR007YBB-AAAB | AMMONIA FORWARDING PUMPS HRSG B AMMONIA FORWARDING SKID B
BAR006VEA-ABAA | EXHAUST FRAME FAN #1 EXHAUST FRAME COOLING A
BAR006VEA-AC | COOLING SYSTEM I&C A
BAR007FCC-AC | LOW PRESSURE I&C C
BAR007FDC-AAAC | HYDRAULIC FLUID PUMP #1 PUMPS C
BAR007YCB-AAAB | PIPING VALVES AND RELATED EQUIPMENT AMMONIA SKID HRSG B B
BAR007YCB-AAAAAA | DILUTION AIR FAN #1 HRSG B DILUTION AIR FAN AMMONIA SKID HRSG B B
BAR006RCA-AB | CO2 I&C A
BAR006SAC-ABAB | DRYER #2 AIR DRYERS C
BAR006SAC-AAAB | COMPRESSOR #2 COMPRESSORS C
BAR006SBA-AA | SERVICE AIR C VALVES PIPING AND RELATED EQUIPMENT A
BAR007NDC-AAAA | WATER ANALYSIS SAMPLE PANEL WATER SIDE INSTRUMENTS AND CONTROLS C
BAR007WBB-AAAG | HRSG B HP ATTEMPERATOR SECTION MAIN STEAM PIPING AND VALVES B
BAR007WBB-AHAC | HRSG B STEAM BYPASS SYSTEM LP I & C LP BYPASS PIPING AND VALVES B
BAR007WBB-AJ | LP BYPASS ATTEMPERATOR SPRAY & VALVES B
BAR007WBB-AL | STEAM AUGMENTATION PIPING AND VALVES B
BAR007WCA-AB | ECONOMIZER HP A
BAR007WCA-AC | IP TUBING A
BAR007GAB-AAAA | MAIN POWER TRANSFORMER 6B MAIN POWER TRANSFORMER B
BAR007GAC-AA | MAIN POWER TRANSFORMER C
BAR007GAC-AAAA | MAIN POWER TRANSFORMER 6C MAIN POWER TRANSFORMER C
BAR007HBC-AAAA | COOLING TOWER MAKEUP PUMP #3 PUMPS C
BAR007HCC-AAAAAB | SODIUM BISULFITE METERING PUMP B PUMPS CHLORINATION C
BAR007HKC-AAABAE | COOLING TOWER FAN E CWCLE FANS FORCED DRAFT COOLING TOWER C
BAR007HKC-AAAC | COOLING TOWER I&C FORCED DRAFT COOLING TOWER C
BAR007VEA-AB | EXHAUST FRAME COOLING A
BAR007VEA-AAAAAF | COOLING AIR FAN TURBINE COMPARTMENT 88BT2 FANS COOLING AIR SYSTEM A
BAR007VEB-AAAAAA | COOLING AIR FAN LUBE OIL SKID 88BL1 FANS COOLING AIR SYSTEM B
BAR007VEB-AAAAAB | COOLING AIR FAN LUBE OIL SKID 88BL2 FANS COOLING AIR SYSTEM B
BAR007WGB-AAAA | DRUM HP DRUM B
BAR006NDB-AAAB | WATER ANALYSIS ANALYZER PANEL INSTRUMENTS AND CONTROLS B
BAR006PAC-AKAAAC | A STEAM TURBINE WASTE WATER PUMP STEAM TURBINE AREA SUMP PUMPS C
BAR006PAC-AKAAAD | B STEAM TURBINE WASTE WATER PUMP STEAM TURBINE AREA SUMP PUMPS C
BAR006WCB-ACAD | HRSG B IP SECTION IP TUBING B
BAR006GAC-AA | MAIN POWER TRANSFORMER C
BAR006MCA-AB | TANKS A
BAR006HCC-AAAAAE | SCALE INHIBITOR METERING PUMP A PUMPS CHLORINATION C
BAR006HDC-AA | PUMPS C
BAR006HDC-AAAB | CIRCULATING WATER PUMP #2 PUMPS C
BAR006HDC-AB | CONDENSER WATERBOX AND RELATED EQUIPMENT C
BAR006YBA-AAAA | PIPEAMMONIA FORWARDING SKID PIPING AND RELATED HRSG A AMMONIA FORWARDING SKID A A
BAR006YBA-AAABAB | AMMONIA FORWARDING PUMP B AMMONIA FORWARDING PUMPS HRSG A AMMONIA FORWARDING SKID A A
BAR006KCA-AA | RUNNING STATION A
BAR006LAC-ADAA | CONDENSER VACUUM PUMP A SKID VACUUM PUMPS C
BAR007DDA-AB | HEATERS A
BAR007DDB-ABAB | ELECTRIC HEATER FOR FUEL GAS HEATERS B
BAR006LAC-ADABAF | CONDENSER VACUUM RECIRCULATION PUMP CONDENSER VACUUM PUMP B SKID VACUUM PUMPS C
BAR006WBA-AH | TWIP SYSTEM A
BAR006MAA-AAAB | BOILER FEED PUMP A2 PUMPS A
BAR006MAA-ABAA | BFP MINIMUM FLOW PIPING & VALVES PIPING AND VALVES A
BAR006MAB-AA | PUMPS B
BAR006WEB-AA | PUMPS B
BAR006WEB-AB | PIPING VALVES AND RELATED EQUIPMENT B
BAR006WHB-AA | DUCT BURNER SKID B
BAR006WHB-AAAE | DUCT BURNER SCANNER COOLING FAN #2 HRSG B DUCT BURNER SKID B
BAR006HKC-AA | FORCED DRAFT COOLING TOWER C
BAR006HKC-AAABAF | COOLING TOWER FAN F CWCLF FANS FORCED DRAFT COOLING TOWER C
BAR006HKC-AAABAK | COOLING TOWER FAN K CWCLK FANS FORCED DRAFT COOLING TOWER C
BAR006YCA-AAAAAA | DILUTION AIR FAN #1 HRSG A DILUTION AIR FAN AMMONIA SKID HRSG A A
BAR006VEB-AAAAAD | COOLING AIR FAN LUBE OIL SKID 88BL2 FANS COOLING AIR SYSTEM B
BAR006VGB-AG | GAS TURBINE I&C B
BAR006VKA-AA | PIPING AND VALVES A
BAR006WAC-AB | TANK C
BAR006ZAC-AA | MARK VIe C
BAR006ZAC-AAAAAB | ENGINEERING CONSOLE HARDWARE ASSOCIATED WITH MARK VIe MARK VIe C
BAR006LBC-AAAC | CONDENSATE QUICK FILL & MAKEUP PUMP PUMPS C
BAR006LFA-AAAB | INSTRUMENTS AND CONTROLS PIPING AND VALVES A
BAR006ECB-ADAC | SWITCH A SEAL OIL DIFF PRESS ALARM 63SA1 INSTRUMENTS AND CONTROLS A
BAR006DDB-AAAAAB | VALVE PRESSURE CONTROL NGBPV002 GAS PIPING & VALVES HEADER TO FUEL GAS HEATER PIPING AND VALVES B
BAR006DDB-AAAAAE | VALVE ISOLATION FROM MAIN HEADER GAS PIPING & VALVES HEADER TO FUEL GAS HEATER PIPING AND VALVES B
BAR006DDB-AAADAH | TRANSMITTER B GAS FUEL NOZZLE PRESS QUAT 96GC4 GAS REGULATING & SAFETY SHUTOFF VALVES B PIPING AND VALVES B
BAR006EFA-ABAF | TRANSMITTER GT A CELL #1 QUALITY SIGNAL QT290A INSTRUMENTS AND CONTROLS A
BAR006HEC-ACADAA | TANK CLOSED LOOP COOLING WATER CLCTK001 TANK SERVICE WATER VALVES PIPING AND RELATED EQUIPMENT C
BAR006HEC-ADACAA | INDICATOR CLOSED LOOP COOL PUMP 1 DISCH PRESSURE CLCPI007 COOLING WATER PUMP CLOSED LOOP #1 SERVICE WATER I&C C
BAR006HEC-ADACAB | INDICATOR CLOSED LOOP COOL PUMP 1 SUCT PRESSURE CLCPI005 COOLING WATER PUMP CLOSED LOOP #1 SERVICE WATER I&C C
BAR006FAC-ABAQAE | PROBE NO. 1 AXIAL POSITION PROXIMITOR TURBINE PROTECTION HIGH PRESSURE I&C C
BAR006FJC-ABAAAKAS | TRANSMITTER MAIN STEAM BLOWDOWN TANK LEVEL MSLT100 INSTRUMENTS AND CONTROLS TWIP SYSTEM @ STEAM TURBINE TWIP SYSTEM C
BAR006GAA-AAAAACAA | BREAKER COOLING FAN MAIN POWER TRANSFORMER 6A MAIN POWER TRANSFORMER A
BAR006GAA-AAAAACAB | MOTOR COOLING FAN MAIN POWER TRANSFORMER 6A MAIN POWER TRANSFORMER A
BAR006GAA-AAAAACAC | FAN BLADE COOLING FAN MAIN POWER TRANSFORMER 6A MAIN POWER TRANSFORMER A
BAR006GAB-AAAAAF | CIRCUIT BREAKER MAIN TRANSFORMER COOLING SUPPLY MAIN POWER TRANSFORMER 6B MAIN POWER TRANSFORMER B
BAR006HKC-AAAAAJAC | VALVE COOLING TOWER MAKEUP MOV CWMFV001 CIRCULATING WATER MAKEUP PIPING & VALVES @ TOWER COOLING TOWER STRUCTURE AND BASIN FORCED DRAFT COOLING TOWER C
BAR006HKC-AAAAAJAD | TRANSMITTER HOT LEG BLOWDOWN FLOW CWFT001 CIRCULATING WATER MAKEUP PIPING & VALVES @ TOWER COOLING TOWER STRUCTURE AND BASIN FORCED DRAFT COOLING TOWER C
BAR006FAC-ABAQAV | PROBE NO. 3 BRG VIBRATION XAXIS VP3XD TURBINE PROTECTION HIGH PRESSURE I&C C
BAR006FAC-ABAQBH | PROXIMITOR FOR REFERENCE PROBE FOR RP1 TURBINE PROTECTION HIGH PRESSURE I&C C
BAR006HKC-AAABAEAA | FAN COOLING TOWER FAN E CWCLE FANS FORCED DRAFT COOLING TOWER C
BAR006FAC-ABAQBJ | SWITCH PROXIMITY SWITCH ETD #1 RESET ZE5000A TURBINE PROTECTION HIGH PRESSURE I&C C
BAR006FAC-ABAQBK | SWITCH PROXIMITY SWITCH ETD #1 TRIPPED ZE5000B TURBINE PROTECTION HIGH PRESSURE I&C C
BAR006HKC-AAABAEAC | MOTOR COOLING TOWER FAN E CWCLE FANS FORCED DRAFT COOLING TOWER C
BAR006HKC-AAABAGAE | BREAKER COOLING TOWER FAN G CWCLG FANS FORCED DRAFT COOLING TOWER C
BAR006HKC-AAABAHAB | GEARBOX COOLING TOWER FAN H CWCLH FANS FORCED DRAFT COOLING TOWER C
BAR006EAA-ABAL | TRANSMITTER GENERATOR ROTOR FAN PRESS DIFF PDT292 GENERATOR I&C A
BAR006EAB-AAAC | BEARING INBOARD GENERATOR GAS TURBINE B
BAR006FCC-ACAMAC | TRANSMITTER LOW PRESSURE STEAM LPPT2183 MARK V CONTROL SYSTEM LOW PRESSURE I&C C
BAR006FDC-AAABAD | VALVE SUCTION HYDRAULIC FLUID CIRC. PUMP PUMPS C
BAR006DDA-ACAJ | VALVE SAFETY SHUTOFF NGASV001 GAS REGULATING & SAFETY SHUTOFF VALVES A
BAR006VJ | WATER WASH SYSTEM
BAR007F | TURBINE
BAR007VD | STARTING SYSTEM
BAR006MAB-ACADAC | ELEMENT IP B FEEDWATER FLOW FWBFE103 BFP IP DRUM FLOW SECTION BOILER FEED PUMP I&C B
BAR006VGB-AEAH | SHROUDS 3ND STAGE TURBINE B
BAR006VEB-AAAAAGAB | MOTOR 88VG1 LOAD COMPARTMENT COOLING AIR FAN 88VG1 FANS COOLING AIR SYSTEM B
BAR006MAA-AAABAF | VALVE CHECK BOILER FEED PUMP A2 PUMPS A
BAR006VGA-AAAAAA | VANE INLET GUIDE VANES VARIABLE INLET GUIDE INLET BELLMOUTH A
BAR006VFA-ABAAAB | TRANSMITTER MAIN GAS A HEADER PRESSURE BMAPT032 GAS FUEL SYSTEM FUEL I&C A
BAR006MAA-ABAAAC | VALVE LP DRUM DUMP FWAFV003 BFP MINIMUM FLOW PIPING & VALVES PIPING AND VALVES A
BAR006VFB-AAAA | ORIFICE TURBINE GAS FLOW GAS B
BAR006VAA-AEAAAE | TRANSMITTER A COMPRESSOR DISCH PRESS 96CD1C INLET AIR HEATING BLEED HEAT AIR AND GAS I&C A
BAR007VGB-AAAAAD | VALVE DUMP VH31 VARIABLE INLET GUIDE INLET BELLMOUTH B
BAR007VKB-ABAAAN | TRANSMITTER 7B STEAM AUGMENT PRESSURE 96PJ2 STEAM INJECTION POWER AUGMENTATION WATER/STEAM INJECTION I&C B
BAR007VBB-ADABAB | MOTOR 88QV1B MIST ELIMINATOR B VAPOR EXTRACTION B
BAR006VKA-AAAAAF | VALVE MAIN STEAM SUPPLY TEMP CONTROL ASATV101 STEAM INJECTION POWER AUGMENTATION PIPING AND VALVES A
BAR006VKB-AAAAAH | VALVE TRAIN B AUG STEAM HEADER SAFETY ASBSV120 STEAM INJECTION POWER AUGMENTATION PIPING AND VALVES B
BAR006MAA-ABABAF | VALVE IP FEEDWATER ISO MOV FWAMV184 BFP HP DRUM FLOW PIPING & VALVES HRSG A PIPING AND VALVES A
BAR007VBB-AEABAL | SWITCH B MAIN LUBE OIL FILTER DIFF PRESS ALARM 63QQ22 LUBE OIL TANK FILTERS & PIPING I & C TANKS B
BAR006VGA-ABBJ | BLADES STAGE 16 ROTATING COMPRESSOR A
BAR007VFA-AAAJAA | THERMOSTAT ACCESORY COMPARTMENT GAS 26VL3 GAS FUEL SYSTEM I & C GAS A
BAR007VAB-AEACAC | SWITCH B INLET AIR EVAP COOLER WATER FLOW 80AC1 AIR INLET FILTER & EXHAUST SYSTEM AIR AND GAS I&C B
BAR006DDA-AAAB | FEEDWATER PIPING AND VALVES FOR FUEL GAS HEATER PIPING AND VALVES A
BAR007WBB | B
BAR006DDA-AC | FILTERS FINAL SEPARATORS A
BAR006YBB | B
BAR007YBA | A
BAR007YCC | C
BAR007YDB | B
BAR007ZDC | C
BAR007ZC | MATERIALS MANAGEMENT
BAR007ZE | LAN / WAN
BAR007 | UNIT 007
BAR006FDC-AAAD | HYDRAULIC FLUID PUMP #2 PUMPS C
BAR006FDC-ADAB | STEAM TURBINE HYDRAULIC COOLING FAN #2 MISCELLANEOUS EQUIPMENT C
BAR006YCB | B
BAR006LJC | C
BAR006FEC-AAAB | GLAND EXHAUSTER BLOWER NO.2 TURBINE STEAM SEAL C
BAR006DDB-AAAAAF | TRANSMITTERS GAS PIPING & VALVES HEADER TO FUEL GAS HEATER PIPING AND VALVES B
BAR006DDB-ADAH | TRANSMITTERS FILTERS FINAL SEPARATORS B
BAR006DDC-AAAA | GAS CONDITIONING STATION GAS SUPPLY I&C C
BAR006EAA-AA | GENERATOR GAS TURBINE A
BAR006ECA-AD | INSTRUMENTS AND CONTROLS A
BAR007WC | BOILER TUBING
BAR007VJ | WATER WASH SYSTEM
BAR007WB | BOILER VALVES & PIPING
BAR006LFA | A
BAR007HE | SERVICE WATER
BAR007LF | DEAERATOR
BAR007SA | CONTROL AIR
BAR007SB | SERVICE AIR
BAR007FC | LOW PRESSURE
BAR006NDC | C
BAR007EDA | A
BAR006EC | HYDROGEN SEAL OIL
BAR006GCC | C
BAR006LF | DEAERATOR
BAR006MA | BOILER FEED PUMP
BAR006RA | WATER
BAR007ECC | C
BAR006ZB | PLANT PROCESS CONTROL
BAR006ZD | WORK MANAGEMENT CMMS
BAR007EC | HYDROGEN SEAL OIL
BAR007EFB | B
BAR006EBB | B
BAR006WBA-AGAA | VALVE LP STEAM BYP ISO MOV LPBAMV100 LP BYPASS PIPING AND VALVES A
BAR006WBB-ACAFAG | TRANSMITTER RH ATTEMP SPRAY WTR FLOW FWBFT402 HOT REHEAT SPRAY WATER I & C HOT REHEAT PIPING AND VALVES B
BAR007FFC-ADAAAG | MOTOR STEAM TURBINE VAPOR EXTRACTOR #2 LUBE OIL TANK FILTERS & PIPING TANKS C
BAR006MCB-AAAAAAAC | BREAKER PHOSPHATE PUMP#2 HRSG B HP DRUM PHOSPHATE FEED PUMPS B
BAR006MCA-ABAB | MOTOR PHOSPHATE DILUTION TANK #1 AGITATOR TANKS A
BAR006VGB-ABAV | BLADES STAGE 10 STATIONARY COMPRESSOR B
BAR006WBB-AAAA | VALVE HRSG B MAIN STEAM STARTUP VENT MOV MSBPV005 MAIN STEAM PIPING AND VALVES B
BAR006NDB-AAAAAF | PORT HRSG B HP BOILER FEED H2O SAMPLE WATER ANALYSIS SAMPLE PANEL WATER SIDE INSTRUMENTS AND CONTROLS B
BAR006NDA-AAAAAF | PORT HRSG A HP BOILER FEED H2O SAMPLE WATER ANALYSIS SAMPLE PANEL WATER SIDE INSTRUMENTS AND CONTROLS A
BAR006VKA-AAAAAK | VALVE AUG STEAM VENT VALVE ASAMV125 STEAM INJECTION POWER AUGMENTATION PIPING AND VALVES A
BAR006NDC-AAABAB | ANALYZER COMBINED CYCLE WATER LAB PH WATER ANALYSIS ANALYZER PANEL INSTRUMENTS AND CONTROLS C
BAR006MAA-AAABAE | VALVE SUCTION BOILER FEED PUMP A2 PUMPS A
BAR006MAB-AAAAAJAAAB | BREAKER LUBE OIL PUMP LUBE OIL SKID B1 BOILER FEED PUMP B1 PUMPS B
BAR006WCA-ADAA | TUBING #1 REHEATER HRSG A REHEATER TUBING A
BAR006PAB-ACAE | HEATER B GAS VALVE HUMIDITY PROTECTION 23VL3 COMPARTMENT ACCESSORY B
BAR006PAB-ADAAAAAE | VALVE SUCTION 3A SUMP PUMP WEST SUMP CT B AREA PUMPS B
BAR006WAC-AAAAAG | VALVE PRESSURE RELIEF NITROGEN SUPPLY NITROGEN PIPING VALVES AND RELATED EQUIPMENT UNLOADING STATION C
BAR006PAB-ADAAABAD | VALVE DISCHARGE 3B SUMP PUMP EAST SUMP CT B AREA PUMPS B
BAR006PAC-ABAC | HVAC UNIT BOILER WATER ANALYSIS BUILDING WATER ANALYSIS BUILDING C
BAR006MAB-ABABAE | VALVE IP ECONOMIZER ISO MOV FWBMV177 BFP HP DRUM FLOW PIPING & VALVES HRSG B PIPING AND VALVES B
BAR006MAB-ACACAD | TRANSMITTER BOILER FW B DISCH PRESSURE FWBPT005 BFP HP DRUM FLOW SECTION BOILER FEED PUMP I&C B
BAR006VGA-ADAE | IGNITORS COMBUSTION CHAMBER A
BAR006VGA-AEAF | BUCKETS 2ND STAGE TURBINE A
BAR006VGA-AEAG | NOZZLES 3ND STAGE TURBINE A
BAR006WBB-ABAB | VALVE C.R. STEAM ISO MOV CRBMV401 IP/COLD REHEAT PIPING AND VALVES B
BAR006WBA-ACAEAF | TRANSMITTER HOT REHEAT PRESS DIFF HRHPDT206A HOT REHEAT INSTRUMENTS AND CONTROLS HOT REHEAT PIPING AND VALVES A
BAR006NDA-AAABAL | ANALYZER LP ADMISSION STEAM HRSG A CONDUCTIVITY 100 WATER ANALYSIS ANALYZER PANEL INSTRUMENTS AND CONTROLS A
BAR006NDB-AAAAAA | PORT CT B POWER AUGMENTATION SAMPLE WATER ANALYSIS SAMPLE PANEL WATER SIDE INSTRUMENTS AND CONTROLS B
BAR006WBA-ACAFAE | THERMOCOUPLE REHEAT A SPRAYWATER TEMP FWATE409 HOT REHEAT SPRAY WATER I & C HOT REHEAT PIPING AND VALVES A
BAR006WBA-AEAA | VALVE HP STEAM BYP ISO MOV HPBAMV100 HP BYPASS PIPING AND VALVES A
BAR006WBA-AFAH | VALVE 6A IP BYPASS 1ST NOZ SPRAY WATER CONT VLV DSHATV210 IP BYPASS PIPING AND VALVES A
BAR007YAC-ABAAAD | COUPLING AMMONIA COMPRESSOR COMPRESSORS C
BAR006BF | STACKS
BAR006KCD-AN | TRANSFORMER BFP 1B ISOLATION XFMR 4160/2080V 1750KVA
BAR006MAB-AAAAAJAAAD | PUMP LUBE OIL MAIN SHAFT DRIVEN BFP B1 LUBE OIL SKID BOILER FEED PUMP B1 PUMPS B
BAR006MAB-AAAAAK | COUPLING 6B1 BFP HYDRAULIC
BAR006WBA-ADAF | INSTRUMENTS AND CONTROLS LP STEAM PIPING AND VALVES A
BAR006WHA-ADAK | TRANSMITTER BURNER A GAS PILOT HEADER PRESSURE BMAPT034 DUCT BURNERS I&C A
BAR007FFC-ADABAP | SWITCH LIQUID LEVEL DETECTOR HIGH LEVEL INSTRUMENTS AND CONTROLS TANKS C
BAR007FDC-AAAAAF | VALVE ST HEATING/COOLING TRANSFER VALVE FY286 LUBE OIL CONTROL & REGULATING VALVES VALVES C
BAR006ECA-ADAG | SWITCH GENERATOR SEAL OIL DRAIN ENLARGEMENT LEVEL 71SD1 INSTRUMENTS AND CONTROLS A
BAR006VCA-ADAR | SWITCH LOW HYDRAULIC OIL PUMP PH21 INLET PRESS 63HQ6B HYDRAULIC AND TRIP OIL SYSTEM I&C A
BAR007WBA-ADAFAA | TRANSMITTER LP A ADMISSION STEAM PRESS LPAPT206 LOW PRESSURE I&C A
BAR006VCB-ADAU | SWITCH HYDRAULIC OIL TRIP PRESS GAS STOP VALVE 63HG3 HYDRAULIC AND TRIP OIL SYSTEM I&C B
BAR007FAC-ABAQBP | SWITCH PROXIMITY SWITCH LOCKOUT VALVE #1 RESET ZE5001B TURBINE PROTECTION HIGH PRESSURE I&C C
BAR007FAC-AAAF | BEARING # 1 STEAM TURBINE HPIP C
BAR006VGB-ADABB | DETECTOR FLAME "B" CAN # 12 COMBUSTION CHAMBER B
BAR006VBA-AAAAAC | VALVE CHECK DISCHARGE EMERGENCY LUBE OIL PUMP PUMPS A
BAR007ECA-ADAG | SWITCH A SEAL OIL DRAIN ENLARGEMENT LEVEL 71SD1 STEAM SEAL I&C A
BAR007VGA-ADABC | DETECTOR FLAME "C" CAN #13 COMBUSTION CHAMBER A
BAR007DDB-AAABAAAA | TRANSMITTER FEEDWATER FUEL GAS PREHEAT FLOW FWBFT004 ELEMENT FEEDWATER HEATER FLOW FWBFE004 FEEDWATER PIPING AND VALVES FOR FUEL GAS HEATER PIPING AND VALVES B
BAR007WBA-ACAF | HOT REHEAT SPRAY WATER I & C HOT REHEAT PIPING AND VALVES A
BAR007WBA-AHAA | VALVE A COLD REHEAT SHUTOFF CRHMV100 TWIP SYSTEM A
BAR006PAA-ADAAABAE | VALVE SUCTION 2B SUMP PUMP EAST SUMP CT A AREA PUMPS A
BAR007WCA-AAAAAG | THERMOCOUPLE HP EVAPORATOR TUBE TEMP BOILER A BLATE098B TUBING EVAPORATOR HP TUBING A
BAR007MAA-AAAAAJAAAA | MOTOR LUBE OIL PUMP LUBE OIL SKID A1 BOILER FEED PUMP A1 PUMPS A
BAR006WCB-ADAC | HRSG B REHEATER TUBING REHEATER TUBING B
BAR007EAC-ABAA | RELAY # TORSIONAL STRESS RELAY GENERATOR I&C C
BAR006HKC-AAABAAAA | FAN COOLING TOWER FAN A CWCLA FANS FORCED DRAFT COOLING TOWER C
BAR006VKB-ABAAAB | SWITCH B STEAM AUG DRAIN VALVE #4 LIMIT 33BS4 STEAM INJECTION POWER AUGMENTATION WATER/STEAM INJECTION I&C B
BAR006WGB-ACAAAE | TRANSMITTER LP DRUM PRESSURE BOILER B BLBPT245 DRUM LP DRUM B
BAR007PAB-ACAD | BREAKER B FUEL GAS COMPT SPACE HEATER COMPARTMENT ACCESSORY B
BAR007HEC-AAAAAF | PUMP COOLING WATER PUMP CLOSED LOOP#1 PUMPS C
BAR006VGA-ABAR | BLADES STAGE 8 STATIONARY COMPRESSOR A
BAR006WCA-AFABAD | THERMOCOUPLE GAS TEMP OUT OF PREHTR BOILER A BLATE306B HRSG A LP FEEDWATER PREHEATER SECTION FEEDWATER PREHEATER TUBING A
BAR007VDA-AAAA | GEARBOX TURNING GEAR DRIVE TURNING GEAR A
BAR007VEA-AAAAAGAC | BREAKER LOAD COMPARTMENT COOLING AIR FAN 88VG1 FANS COOLING AIR SYSTEM A
BAR007FDC-AAACAB | BREAKER HYDRAULIC FLUID PUMP #1 PUMPS C
BAR007WCB-AAAB | TUBING SUPERHEATER #1 HP TUBING B
BAR007VAA-ABAD | DRIFT ELIMINATOR INLET COOLING A
BAR007VBB-AEABAA | INDICATOR OIL RESEVOIR PRESS DIFF CLCPDI014 LUBE OIL TANK FILTERS & PIPING I & C TANKS B
BAR006BHC-AAAA | COMPUTER CEMS COMMON EQUIPMENT CEMS C
BAR006MAA-ACADAD | TRANSMITTER IP A FEEDWATER FLOW FWAFT103 BFP IP DRUM FLOW SECTION BOILER FEED PUMP I&C A
BAR007LGC-AAAE | VALVE MANUAL BYPASS GLAND SEAL STEAM EXHAUSTER C
BAR006MAB-AAABAG | VALVE SUPPLY CONDENSATE THROTTLE BOILER FEED PUMP B2 PUMPS B
BAR006MAA-AAAAAH | VALVE SUPPLY CONDENSATE THROTTLE BOILER FEED PUMP A1 PUMPS A
BAR006YEA-ABAA | SCR CATALYST HRSG A CATALYST A
BAR007DDB-AAABAB | VALVE GAS TEMPERATURE CONTROL FWBTV010 FEEDWATER PIPING AND VALVES FOR FUEL GAS HEATER PIPING AND VALVES B
BAR006NDA-AAAB | WATER ANALYSIS ANALYZER PANEL INSTRUMENTS AND CONTROLS A
BAR006PAA-ACAF | HEATER A GAS VALVE HUMIDITY PROTECTION 23VL3 COMPARTMENT ACCESSORY A
BAR006L | CONDENSATE
BAR007WGA | A
BAR006HEC-AD | SERVICE WATER I&C C
BAR006DDA-AAAAAF | TRANSMITTERS GAS PIPING & VALVES HEADER TO FUEL GAS HEATER PIPING AND VALVES A
BAR007HEC-ABAC | PIPING CLC HEAT EXCHANGER COOLING WATER CCW COOLERS C
BAR007HKC-AAABAB | COOLING TOWER FAN B CWCLB FANS FORCED DRAFT COOLING TOWER C
BAR007VKA-ABAAAE | SWITCH A STEAM AUG STOP VALVE LIMIT 33AJ1 STEAM INJECTION POWER AUGMENTATION WATER/STEAM INJECTION I&C A
BAR007WCB-ACACAF | THERMOCOUPLE REHEAT NO.2 TUBE TEMP BOILER B BLBTE491A HRSG B REHEATER TUBING REHEATER TUBING B
BAR006R | FIRE PROTECTION
BAR007FJC-ABAAAKAL | THERMOCOUPLE MAINSTEAM TWIP MSTE001B INSTRUMENTS AND CONTROLS TWIP SYSTEM @ STEAM TURBINE TWIP SYSTEM C
BAR007FJC-ABAAAKAP | THERMOCOUPLE MAINSTEAM TWIP MSTE046 INSTRUMENTS AND CONTROLS TWIP SYSTEM @ STEAM TURBINE TWIP SYSTEM C
BAR007VAA-AEAAAE | TRANSMITTER A COMPRESSOR DISCH PRESS 96CD1C INLET AIR HEATING BLEED HEAT AIR AND GAS I&C A
BAR007WAC-AAAAAB | VALVE CHECK UNLOADING ARM NITROGEN PURGE LINE NITROGEN PIPING VALVES AND RELATED EQUIPMENT UNLOADING STATION C
BAR007VBB-ADABAC | BREAKER MIST ELIMINATOR B VAPOR EXTRACTION B
BAR007VCA-ACAA | TANK HYDRAULIC BYPASS A TANKS A
BAR007VCA-AAAAAC | VALVE DISCHARGE 3WAY HYDRAULIC PUMPS #1 & #2 PUMPS A
BAR007VCA-AAABAE | MOTOR 88HQ2 HYDRAULIC PUMP #2 PUMPS A
BAR007VCA-ADAA | SWITCH A BRG LIFT OIL SUPPLY PRESS 63QB1 HYDRAULIC CONTROLS I&C A
BAR007SAC-AEAAAH | TRANSMITTER INSTRUMENT AIR PRESSURE IAPT002 PIPING & VALVES INSTRUMENT AIR CONTROL AIR I&C C
BAR007VAA-AAAB | FILTER FINAL INLET AIR FILTERS A
BAR007VAA-AAAC | FILTER PRE INLET AIR FILTERS A
BAR007VBB-AAADAD | PUMP 88QA2 LUBE OIL #2 PUMP PUMPS B
BAR007FFC-ADABAH | INDICATOR STEAM TURB OIL RESERVOIR PRESS DIFFCLCPDI001 INSTRUMENTS AND CONTROLS TANKS C
BAR007FFC-ADABAK | SWITCH LO COND DIRTY ELEMENTS ALARM PS273A INSTRUMENTS AND CONTROLS TANKS C
BAR007FFC-ADABAN | SWITCH LIQUID LEVEL DETECTOR HIGH HIGH LEVEL INSTRUMENTS AND CONTROLS TANKS C
BAR007FFC-ADABAR | SWITCH LO FILTER HIGH DIFF PRESSURE NO.2 PS271B INSTRUMENTS AND CONTROLS TANKS C
BAR007FHC-AAAAABAB | MOTOR OIL PUMP TURNING GEAR TURNING GEAR C
BAR007FHC-AAAAABAC | BREAKER OIL PUMP TURNING GEAR TURNING GEAR C
BAR007FJC-AAAA | VALVE ADM CONTROL AFTER SEAT DRAIN MOVSAD2A VALVES C
BAR007FJC-AAAB | VALVE ADM CONTROL BEFORE SEAT DRAIN MOVSAD1A VALVES C
BAR007VBB-AEABAK | SWITCH B MAIN LUBE OIL FILTER DIFF PRESS ALARM 63QQ21 LUBE OIL TANK FILTERS & PIPING I & C TANKS B
BAR006VGB-ABAF | BLADES STAGE 3 STATIONARY COMPRESSOR B
BAR007FJC-AAAUAA | THERMOCOUPLE REVERSE FLOW SPRAY WTR TEMP DSHTE007 VALVE REVERSE FLOW DISCHARGE VALVE RFDVGE VALVES C
BAR007FJC-AABC | VALVE STEAM TURBINE VACUUM SUCTION MOV VAMV001B VALVES C
BAR007FJC-ABAAAA | VALVE COLD REHEAT DRAIN CRHMV400 2 INCH TWIP SYSTEM @ STEAM TURBINE TWIP SYSTEM C
BAR007VAB-AEABAG | SWITCH B TURBINE COMP PRESSURE 63AT1 HEAT & VENT SYSTEM AIR AND GAS I&C B
BAR007DDA-ACAA | VALVE 10 INCH MANUAL ISO NG TO 7A GTNGHV023 GAS CONDITIONING STATION A
BAR007WBA-AAAFAG | TRANSMITTER MAIN STEAM A FLOW MSAFT001 MAIN STEAM I & C MAIN STEAM PIPING AND VALVES A
BAR007HKC-AAAAAB | VALVE COOLING TOWER BYP FEED CTBYPFV001 COOLING TOWER STRUCTURE AND BASIN FORCED DRAFT COOLING TOWER C
BAR007HKC-AAAAAJAA | TRANSMITTER CIRC WATER MAKEUP FLOW CWMFT003 CIRCULATING WATER MAKEUP PIPING & VALVES @ TOWER COOLING TOWER STRUCTURE AND BASIN FORCED DRAFT COOLING TOWER C
BAR007HKC-AAABABAB | GEARBOX COOLING TOWER FAN B CWCLB FANS FORCED DRAFT COOLING TOWER C
BAR007HKC-AAABABAA | FAN COOLING TOWER FAN B CWCLB FANS FORCED DRAFT COOLING TOWER C
BAR007GAB-AAAAACAA | BREAKER COOLING FAN MAIN POWER TRANSFORMER 6B MAIN POWER TRANSFORMER B
BAR007GAB-AAAAACAB | MOTOR COOLING FAN MAIN POWER TRANSFORMER 6B MAIN POWER TRANSFORMER B
BAR007GAC-AAAAACAA | BREAKER COOLING FAN MAIN POWER TRANSFORMER 6C MAIN POWER TRANSFORMER C
BAR007ZDC-AAAB | PRINTERS HARDWARE ASSOCIATED WITH WORK MANAGEMENT C
BAR007VAB-ABABAB | BREAKER INLET FILTER EVAPORATIVE PUMP #2 INLET COOLING B
BAR006ZBC-ACAA | ANNUNCIATORS ANNUNCIATIONS C
BAR006ZBC-ACAB | ALARMS ANNUNCIATIONS C
BAR007DDA-AAAAAFAA | TRANSMITTER A STOP/SPEED RATIO VALVE DIFF PRESS 96SR1 TRANSMITTERS GAS PIPING & VALVES HEADER TO FUEL GAS HEATER PIPING AND VALVES A
BAR007SAC-ACAAAA | TANK NORTH IATK001 TANK #1 TANKS C
BAR007GCC-AAAA | SUBSTATION MISC. BUILDING AND GROUND EQUIPMENT SUBSTATION BUILDING AND GROUNDS C
BAR007MCB-AAAAAAAD | PUMP PHOSPHATE #2 PUMP PHOSPHATE FEED PUMPS B
BAR007NDA-AAAAAC | ANALYZER HP BOILER DRUM HRSG A CONDUCTIVITY 196 WATER ANALYSIS ANALYZER PANEL INSTRUMENTS AND CONTROLS A
BAR007VAB-AC | DUCTWORK EXPANSION JOINTS AND RELATED EQUIPMENT B
BAR007VEA-ABAAAC | MOTOR 88TK1 EXHAUST FRAME FAN #1 EXHAUST FRAME COOLING A
BAR007VEB-ACAAAC | SWITCH B COMPRESSOR BLEED VLV LIMIT 33CB3 COOLING & SEALING AIR SYSTEM COOLING SYSTEM I&C B
BAR007VFA-AAAF | VALVE A FUEL GAS CONTROL VGC3 GAS A
BAR007WCB-AAACAD | THERMOCOUPLE GAS TEMP OUT OF SPRHTR NO. 2 BOILER B BLBTE302D TUBING SUPERHEATER #2 HP TUBING B
BAR007WCB-AAADAB | THERMOCOUPLE GAS TEMP INTO SPRHTR NO. 3 BOILER B BLBTE303B TUBING SUPERHEATER #3 HP TUBING B
BAR007WCB-AAADAF | THERMOCOUPLE HP SPRHTR NO. 3 TUBE TEMP BOILER B BLBTE091B TUBING SUPERHEATER #3 HP TUBING B
BAR007WCB-AAAF | TUBING ECONOMIZER #1 HRSG B HP HP TUBING B
BAR007VCB-ABAB | FILTER HYDRAULIC OIL HYDRAULIC/TRIP OIL PIPING AND VALVES B
BAR007VGB-ABAF | BLADES STAGE 3 STATIONARY COMPRESSOR B
BAR007VGB-ABAK | BLADES STAGE 5 STATIONARY COMPRESSOR B
BAR006ZAC-AAAAABAA | SERVER ENGINEERING WORK DROP 200 ENGINEERING CONSOLE HARDWARE ASSOCIATED WITH MARK VIe MARK VIe C
BAR007WBA-AGAA | VALVE LP STEAM BYP ISO MOV LPBAMV100 LP BYPASS PIPING AND VALVES A
BAR007WBB-ADAFAB | GAUGE DRUM LEVEL GAUGE/WATER COLUMN ASSEMBLY BOILER B BLBLG132 INSTRUMENTS AND CONTROLS LP STEAM PIPING AND VALVES B
BAR007WCA-AAAAAB | THERMOCOUPLE HP EVAPORATOR TUBE TEMP BOILER A BLATE096A TUBING EVAPORATOR HP TUBING A
BAR007WCA-AAABAD | THERMOCOUPLE GAS TEMP INTO SPRHTR NO. 1 BOILER A BLATE301D TUBING SUPERHEATER #1 HP TUBING A
BAR007WCA-AAADAA | THERMOCOUPLE GAS TEMP INTO SPHTR NO. 3 BOILER A BLATE303C TUBING SUPERHEATER #3 HP TUBING A
BAR007WCA-AAAFAJ | THERMOCOUPLE HP SPRHTR NO. 3 TUBE TEMP BOILER A BLATE092A HRSG A HP TUBING HP TUBING A
BAR007MAB-AAABAJAAAA | BREAKER LUBE OIL PUMP LUBE OIL SKID B2 BOILER FEED PUMP B2 PUMPS B
BAR007MAB-AAABAJAAAB | PUMP LUBE OIL PUMP LUBE OIL SKID B2 BOILER FEED PUMP B2 PUMPS B
BAR007MAB-AAABAJAAAC | MOTOR LUBE OIL PUMP LUBE OIL SKID B2 BOILER FEED PUMP B2 PUMPS B
BAR007MAB-ABAAAD | VALVE LP DRUM DUMP FWBFV003 BFP MINIMUM FLOW PIPING & VALVES PIPING AND VALVES B
BAR007HDC-ABAAAC | TRANSMITTER LH COND WTR BOX PRESS DIFF CWPDT001 WATERBOX EAST CONDENSER WATERBOX AND RELATED EQUIPMENT C
BAR007HDC-ACAAAA | INDICATOR CIR WTR TO COND PRESSURE CWPI003 PIPING & VALVES CIRC. WATER TO CONDENSER WATER BOX CONDENSER CIRCULATING WATER I&C C
BAR007HDC-ACAAAF | ELEMENT CIRC WATER FLOW TO SW HT EXCH 1 FLOW ORIFICE CWFE00 PIPING & VALVES CIRC. WATER TO CONDENSER WATER BOX CONDENSER CIRCULATING WATER I&C C
BAR007HDC-ACAAAL | THERMOCOUPLE CIRC WATER TO COND TEMP CWTE002 PIPING & VALVES CIRC. WATER TO CONDENSER WATER BOX CONDENSER CIRCULATING WATER I&C C
BAR007HDC-ACABAA | INDICATOR CIR WTR FROM COND PRESSURE CWPI005 PIPING & VALVES CIRC. WATER WATER BOX TO RISER VALVES CONDENSER CIRCULATING WATER I&C C
BAR007VJC-ACAA | TANK WATER WASH GEWW001 TANKS C
BAR007VJC-ADAAAH | THERMOSTAT WATER WASH UNIT COMPARTMENT TEMP HIGH 26VW2 WATER WASH PIPING AND VALVES I&C C
BAR006YAC-AAAAAD | VALVE CHECK NITROGEN AUX. CONNECTION NITROGEN PIPING VALVES AND RELATED EQUIPMENT UNLOADING STATION C
BAR007WBB-AAAA | VALVE MS ATTEMPERATOR SPRAY FLOW CONTROL FWBFV020B MAIN STEAM PIPING AND VALVES B
BAR007LBC-ABAAADAA | TRANSMITTER CONDENSATE MINIMUM FLOW CDFT001 ELEMENT CONDENSATE MINIMUM FLOW CDFE001 CONDENSATE PUMP MINIMUM FLOW PIPING & VALVES PIPING AND VALVES C
BAR007LHC-ABAAAC | BREAKER AQUEOUS AMMONIA PUMP PUMPS C
BAR007HEC-AAAAAB | MOTOR COOLING WATER PUMP CLOSED LOOP#1 PUMPS C
BAR007RCA-ABAAAG | SWITCH EXTENDED DISCH PRESS ZONE2 80FP2E GAS TURBINE A FIRE PROTECTION SYSTEM CO2 CO2 I&C A
BAR007VGA-ABAV | BLADES STAGE 10 STATIONARY COMPRESSOR A
BAR007VGA-ABAZ | BLADES STAGE 12 STATIONARY COMPRESSOR A
BAR007VGA-ABBB | BLADES STAGE 13 STATIONARY COMPRESSOR A
BAR007VKA-AAAAAK | VALVE TRAIN A AUGMENTATION STEAM TEMP CONT. ATTEMP SPRAY VALVE STEAM INJECTION POWER AUGMENTATION PIPING AND VALVES A
BAR006WHB-ADAG | SWITCH BLOWER B AIR PRESS BMBPSL029 DUCT BURNERS I&C B
BAR006YAC-AAAAAE | VALVE CHECK NITROGEN REGULATOR NITROGEN PIPING VALVES AND RELATED EQUIPMENT UNLOADING STATION C
BAR006YAC-AAAAAG | VALVE PRESSURE RELIEF NITROGEN SUPPLY NITROGEN PIPING VALVES AND RELATED EQUIPMENT UNLOADING STATION C
BAR006YBB-AAAAAJ | VALVE ISOLATION FORWARDING SKID DISCHARGE AMMONIA FORWARDING SKID PIPING AND RELATED HRSG B AMMONIA FORWARDING SKID B B
BAR006YBB-AAABAAAD | COUPLING AMMONIA FORWARDING PUMP A AMMONIA FORWARDING PUMPS HRSG B AMMONIA FORWARDING SKID B B
BAR007KCC-ACAA | TRANSDUCER TOTAL STATION SERVICE WATTS STATION SERVICE I&C C
BAR007WGA-AAAAAE | TRANSMITTER HP DRUM LEVEL BOILER A BLALT044 DRUM HP DRUM A
BAR007WGB-ADAB | HEADER IP HEADERS B
BAR007WGB-AEAAAB | GAUGE DRUM LEVEL GAUGE/TIE BAR ASSEMBLY BOILER B BLBLG23 HRSG B DRUMS HEADERS LINKS DRUMS & TANKS I&C B
BAR007DDA-AAAAAFAK | TRANSMITTER NATURAL GAS PRESSURE NGPT001C TRANSMITTERS GAS PIPING & VALVES HEADER TO FUEL GAS HEATER PIPING AND VALVES A
BAR007DDA-ADAHAA | TRANSMITTER NAT GAS FILTER SEP DIFF PRESS NGAPDT001 TRANSMITTERS FILTERS FINAL SEPARATORS A
BAR007WBA-ABAGAB | INDICATOR COLD REHEAT A STEAM PRESS CRAPI412 HRSG A COLD REHEATER I & C IP/COLD REHEAT PIPING AND VALVES A
BAR007HBC-AAAAAF | VALVE DISCHARGE CHECK COOLING TOWER MAKEUP PUMP #3 PUMPS C
BAR007HBC-AAABAC | BREAKER COOLING TOWER MAKEUP PUMP #4 PUMPS C
BAR007WGB-AEAAAR | INDICATOR DRUM LEVEL BOILER B BLBLI234 HRSG B DRUMS HEADERS LINKS DRUMS & TANKS I&C B
BAR007YAC-AAACAC | VALVE EXCESS FLOW UNLOADING LIQUID PIPING AMMONIA LIQUID PIPING VALVES AND RELATED EQUIPMENT UNLOADING STATION C
BAR007YAC-AAACAE | VALVE PRESSURE RELIEF UNLOADING LIQUID LINE AMMONIA LIQUID PIPING VALVES AND RELATED EQUIPMENT UNLOADING STATION C
BAR007YAC-AAACAF | VALVE ISOLATION UNLOADING LIQUID AUTO AMMONIA LIQUID PIPING VALVES AND RELATED EQUIPMENT UNLOADING STATION C
BAR007YAC-AAACAH | VALVE PRESSURE RELIEF UNLOADING LIQUID PIPING AMMONIA LIQUID PIPING VALVES AND RELATED EQUIPMENT UNLOADING STATION C
BAR007DDA-AAACAC | TRANSMITTER A FUEL GAS FLOW ORIFICE DIFF PRESS 96FF2 PIPING & VALVES SEPARATORS TO ACCESSORY MODULE A PIPING AND VALVES A
BAR007WBA-ABAGAS | TRANSMITTER COLD REHEAT DRAIN LEVEL CHRLT200 HRSG A COLD REHEATER I & C IP/COLD REHEAT PIPING AND VALVES A
BAR007WBA-ABAGAV | TRANSMITTER IP A STEAM PRESS CRAPT106 HRSG A COLD REHEATER I & C IP/COLD REHEAT PIPING AND VALVES A
BAR007HKC-AAABAEAB | GEARBOX COOLING TOWER FAN E CWCLE FANS FORCED DRAFT COOLING TOWER C
BAR007HCC-AAAAABAB | MOTOR SODIUM BISULFITE METERING PUMP B PUMPS CHLORINATION C
BAR007NDA-AAAAAH | ANALYZER IP BOILER DRUM HRSG A PH 148 WATER ANALYSIS ANALYZER PANEL INSTRUMENTS AND CONTROLS A
BAR007NDA-AAAAAJ | ANALYZER IP BOILER STEAM HRSG A CONDUCTIVITY 164 WATER ANALYSIS ANALYZER PANEL INSTRUMENTS AND CONTROLS A
BAR007WHA-ABAA | BURNER ELEMENT #1 TOP HRSG A BURNERS A
BAR007WHA-ABAC | BURNER ELEMENT #3 BOTTOM HRSG A BURNERS A
BAR007WHA-ACAA | PIPING & VALVES HEATER TO DUCT BURNER SKID HRSG A GAS PIPING AND VALVES A
BAR007WHB-ABAC | BURNER ELEMENT #3 BOTTOM HRSG B BURNERS B
BAR007WHB-ADAA | INDICATOR BURNER SKID B GAS PRESS BMBPI007 DUCT BURNERS I&C B
BAR007VBA-AAABAC | VALVE CHECK DISCHARGE EMERGENCY SEAL OIL PUMP PUMPS A
BAR007VAB-AEABAA | SWITCH B ACCESORY COMP PRESS LOW ALARM 63AT3 HEAT & VENT SYSTEM AIR AND GAS I&C B
BAR007WCB-ADAA | TUBING ECONOMIZER LP TUBING B
BAR007VAB-AAAA | FILTER INLET FILTER HOUSE ROLL MEDIA INLET AIR FILTERS B
BAR007VGB-AEAB | SHROUDS 1ST STAGE TURBINE B
BAR007DDB-AEAHAE | TRANSMITTER LOCATED ON FILTER SEPERATOR LEVEL NGBLT02B TRANSMITTERS FILTERS FINAL SEPARATORS B
BAR006WJA-ACAF | THERMOCOUPLE BLOWDOWN TANK TEMP BOILER A BLATE320 BLOWDOWN I&C A
BAR006YAC-AAABAE | VALVE ISOLATION UNLOADING VAPOR PRESSURE GAUGE AMMONIA VAPOR PIPING VALVES AND RELATED EQUIPMENT UNLOADING STATION C
BAR007WCA-ABADAE | THERMOCOUPLE HP ECON FEEDWATER A IN TEMP FWATE024 INSTRUMENTS AND CONTROLS ECONOMIZER HP A
BAR007WCA-ADACAA | THERMOCOUPLE REHEAT NO. 2 TUBE TEMP BOILER A BLATE491A HRSG A REHEATER TUBING REHEATER TUBING A
BAR007WCA-ADACAB | THERMOCOUPLE REHEAT NO. 2 TUBE TEMP BOILER A BLATE491B HRSG A REHEATER TUBING REHEATER TUBING A
BAR007WCA-ADACAD | THERMOCOUPLE REHEAT NO. 2 TUBE TEMP BOILER A BLATE493A HRSG A REHEATER TUBING REHEATER TUBING A
BAR007WEA-ABAAAA | VALVE CONDENSATE RECIRC MINIMUM FLOW CONTROL CDAPV001 HRSG A CONDENSATE RECIRCULATING PIPING AND VALVES PIPING VALVES AND RELATED EQUIPMENT A
BAR007WEA-AAABAF | PUMP ECONOMIZER RECIRCULATING PUMP #4A PUMPS A
BAR007MAB-ABABAE | VALVE IP ECONOMIZER ISO MOV FWBMV177 BFP HP DRUM FLOW PIPING & VALVES HRSG B PIPING AND VALVES B
BAR007MAB-ACABAB | ELEMENT HP B FEEDWATER FLOW FWBFE003 BFP DISCHARGE SECTION BOILER FEED PUMP I&C B
BAR007MAB-ACADAF | TRANSMITTER IP B FEEDWATER PRESSURE FWBPT002 BFP IP DRUM FLOW SECTION BOILER FEED PUMP I&C B
BAR007WJB-ACAC | INDICATOR BLOWDOWN TANK BOILER B PRESSURE BLBPI310 BLOWDOWN I&C B
BAR007VEA-AAAAAHAA | FAN LOAD COMPARTMENT COOLING AIR FAN 88VG2 FANS COOLING AIR SYSTEM A
BAR007VGB-AGADAD | TRANSMITTER B BEARING #1 SHAFT AXIAL POSITION 96VC11 MARK VIe CONTROL SYSTEM GAS TURBINE I&C B
BAR007VGB-AGADAE | TRANSMITTER B BEARING #1 SHAFT AXIAL POSITION 96VC12 MARK VIe CONTROL SYSTEM GAS TURBINE I&C B
BAR007VJC-ABAA | HEATER WATER WASH SKID SPACE 23WS1 PIPING VALVES AND RELATED EQUIPMENT C
BAR007VKA-ABAAAQ | TRANSMITTER A STEAM AUGMENT PRESSURE 96PJ2 STEAM INJECTION POWER AUGMENTATION WATER/STEAM INJECTION I&C A
BAR006ZBC-AAAM | HEAT RECOVERY STEAM GENERATOR DISTRIBUTED CONTROL SYSTEM C
BAR006ZBC-ABAA | INDICATIONS CONTROL ROOM INDICATIONS C
BAR007DDA-AAADAC | TRANSMITTER A GAS FUEL NOZZLE PRESS 96GC7 GAS REGULATING & SAFETY SHUTOFF VALVES A PIPING AND VALVES A
BAR006WCB-AAADAA | THERMOCOUPLE GAS TEMP INTO SPRHTR NO. 3 BOILER B BLBTE303A TUBING SUPERHEATER #3 HP TUBING B
BAR006WCB-AAADAK | THERMOCOUPLE HP SPRHTR NO. 3 TUBE TEMP BOILER B BLBTE093B TUBING SUPERHEATER #3 HP TUBING B
BAR007WBB-AFADAA | THERMOCOUPLE IP STEAM B BYP SPRAY WTR TEMP DSHBTE003 HRSG B STEAM BYPASS SYSTEM IP I & C IP BYPASS PIPING AND VALVES B
BAR007WBB-AFADAE | THERMOCOUPLE IP STEAM BYPASS B TEMP IPBBTE103 HRSG B STEAM BYPASS SYSTEM IP I & C IP BYPASS PIPING AND VALVES B
BAR007WBB-AKAF | VALVE B LOW PRESSURE STEAM MOV LPSMV200 TWIP SYSTEM B
BAR007WBB-AKAHAB | THERMOCOUPLE HOT REHEAT TWIP HRHTE003B TWIP SYSTEM I & C TWIP SYSTEM B
BAR007WCA-AFAA | TUBING A FEEDWATER PREHEATER FEEDWATER PREHEATER TUBING A
BAR007WCA-AFABAB | THERMOCOUPLE GAS TEMP OUT OF FW PREHTR BOILER A BLATE306D HRSG A LP FEEDWATER PREHEATER SECTION FEEDWATER PREHEATER TUBING A
BAR007MAA-ABAAAA | VALVE BOILER FEED PUMP MINIMUM FLOW TO LP DRUM FWAFV001 BFP MINIMUM FLOW PIPING & VALVES PIPING AND VALVES A
BAR007MCA-AAAAAAAD | PUMP PHOSPHATE #1 PUMP PHOSPHATE FEED PUMPS A
BAR007HEC-AEABAB | INDICATOR CLOSE LOOP COOL HX 2 OUT PRESSURE CWPI010 HEAT EXCHANGER CLOSED LOOP COOLING WATER #2 SERVICE WATER I&C C
BAR007RCB-ABAAAG | SWITCH EXTENDED DISCH PRESS ZONE3 80FP3E GAS TURBINE B FIRE PROTECTION SYSTEM CO2 CO2 I&C B
BAR007SAC-AAABAAAC | INDICATOR AIR COMP B INTER COOLER PRESSURE CLCPI002 COMPRESSOR COMPRESSOR #2 COMPRESSORS C
BAR007YAC-AAABAA | ARM UNLOADING AMMONIA VAPOR AMMONIA VAPOR PIPING VALVES AND RELATED EQUIPMENT UNLOADING STATION C
BAR007VGA-ABBN | BLADES EGV2 STATIONARY COMPRESSOR A
BAR007VGA-AEAH | SHROUDS 3ND STAGE TURBINE A
BAR007YBA-AAAAAE | VALVE ISOLATION DISCHARGE RELIEF AMMONIA FORWARDING SKID PIPING AND RELATED HRSG A AMMONIA FORWARDING SKID A
BAR007DDA-ABAAAC | VALVE INLET ISOLATION NATURAL GAS HEATER FEEDWATER HEATERS A
BAR007DDA-ABAAAA | EXCHANGER NATURAL GAS HEATER FA HEAT NATURAL GAS HEATER FEEDWATER HEATERS A
BAR007LAC-ABAB | DOORS HOTWELL HOTWELL C
BAR007LFA-AAABAA | INDICATOR DEAERATOR BOILER A TEMPERATURE BLATI205 INSTRUMENTS AND CONTROLS PIPING AND VALVES A
BAR007LFB-AAAAAD | VALVE CONDENSATE SUPPLY SHUTOFF CDBMV284 CONDENSATE TO HRSG B PIPING & VALVES PIPING AND VALVES B
BAR007HCC-AAAAADAB | MOTOR COOLING TOWER BIOCIDE B PUMP PUMPS CHLORINATION C
BAR007HCC-AAAAADAD | VALVE ISOLATION DISCHARGE COOLING TOWER BIOCIDE B PUMP PUMPS CHLORINATION C
BAR007VGA-AGABAB | TRANSMITTER A INLET AIR TOTAL PRESS 96CS1 COMPRESSOR SECTION GAS TURBINE I&C A
BAR007WJA-ABAC | VALVE HRSG A IP EVAP. BLOWDOWN MOV IPAMV166A HRSG A BLOWDOWN VALVES CONTINUOUS & INTERMITTENT A
BAR007VGB-AAAAAA | VANE INLET GUIDE VANES VARIABLE INLET GUIDE INLET BELLMOUTH B
BAR007VGB-AAAAAC | FILTER VANES VARIABLE INLET GUIDE INLET BELLMOUTH B
BAR007YBB-AAAAAH | VALVE ISOLATION FORWARDING SKID SOUTH BYPASS AMMONIA FORWARDING SKID PIPING AND RELATED HRSG B AMMONIA FORWARDING SKID B
BAR007YBB-AAABAAAB | MOTOR AMMONIA FORWARDING PUMP A AMMONIA FORWARDING PUMPS HRSG B AMMONIA FORWARDING SKID B
BAR007YBB-AAABABAB | MOTOR AMMONIA FORWARDING PUMP B AMMONIA FORWARDING PUMPS HRSG B AMMONIA FORWARDING SKID B
BAR007YBB-AAABABAD | COUPLING AMMONIA FORWARDING PUMP B AMMONIA FORWARDING PUMPS HRSG B AMMONIA FORWARDING SKID B
BAR007WBA-ACAEAJ | TRANSMITTER HR STEAM A TURBINE PRESS HRAPT001 HOT REHEAT INSTRUMENTS AND CONTROLS HOT REHEAT PIPING AND VALVES A
BAR007WBA-ACAFAG | TRANSMITTER RH ATTEMP SPRAY WTR FLOW FWAFT402 HOT REHEAT SPRAY WATER I & C HOT REHEAT PIPING AND VALVES A
BAR007LAC-ADABAFAB | TRANSMITTER CONDENSATE RECIRC PUMPS PRESS DIFF CDBPDT001 NO. 2 CONDENSER RECIRCULATION PUMP CONDENSER VACUUM PUMP 6B SKID VACUUM PUMPS C
BAR007WGA-ACAAAG | TRANSMITTER LP DRUM PRESSURE BOILER A BLAPT249 DRUM LP DRUM A
BAR007WGA-AEAAAJ | INDICATOR DRUM LEVEL BOILER A BLALI034 HRSG A DRUMS HEADERS LINKS DRUMS TANKS I&C A
BAR007WGA-AEAAAM | INDICATOR DRUM LEVEL BOILER A BLALI233 HRSG A DRUMS HEADERS LINKS DRUMS TANKS I&C A
BAR007HDC-AAAAAB | VALVE DISCHARGE SHUTOFF CWMV001 CIRCULATING WATER PUMP #1 PUMPS C
BAR007HDC-AAAAAD | BREAKER CIRCULATING WATER PUMP #1 PUMPS C
BAR007HDC-AAABAE | MOTOR CIRCULATING WATER PUMP #2 PUMPS C
BAR007PAA-ACAB | BREAKER 480V ACCESS. COMP. LUBE OIL HEATER 23HL3 COMPARTMENT ACCESSORY A
BAR007WBA-AFAD | VALVE 7A IP BYPASS 2ND NOZ SPRAY WATER CONT VLV DSHATV220 IP BYPASS PIPING AND VALVES A
BAR007HKC-AAABAGAD | SWITCH G COOLING TOWER FAN OIL LEVEL COOLING TOWER FAN G CWCLG FANS FORCED DRAFT COOLING TOWER C
BAR007HKC-AAABAHAB | GEARBOX COOLING TOWER FAN H CWCLH FANS FORCED DRAFT COOLING TOWER C
BAR007HKC-AAABAHAD | SWITCH H COOLING TOWER FAN OIL LEVEL COOLING TOWER FAN H CWCLH FANS FORCED DRAFT COOLING TOWER C
BAR007HKC-AAABAHAE | BREAKER COOLING TOWER FAN H CWCLH FANS FORCED DRAFT COOLING TOWER C
BAR007HKC-AAABAJAA | FAN COOLING TOWER FAN J CWCLJ FANS FORCED DRAFT COOLING TOWER C
BAR007WGB-AAAB | VALVE SAFETY BLBPSV002 HP DRUM B
BAR007WGB-ABAAAA | INDICATOR IP DRUM PRESSURE BOILER B BLBPI110 DRUM IP DRUM B
BAR007VBA-AEABAK | SWITCH A MAIN LUBE OIL FILTER DIFF PRESS ALARM 63QQ21 LUBE OIL TANK FILTERS & PIPING I & C TANKS A
BAR007VBA-AFAA | VALVE LUBE OIL HEADER TEMP REGULATOR VTR11 PIPING VALVES & RELATED EQUIPMENT A
BAR007DDB-AEAE | VALVE INLET ISOLATION SOUTH FILTERS FINAL SEPARATORS B
BAR007WHB-ADAE | TRANSMITTER BURNER B GAS PRESS BMBPT030 DUCT BURNERS I&C B
BAR007YCB-AAACAB | TRANSMITTER AMMONIA DIL FAN DISCH FLOW SCBFIT501 AMMONIA VAPORIZATION I&C AMMONIA SKID HRSG B B
BAR006WGB-AAAAAB | TRANSMITTER HP DRUM LEVEL BOILER B BLBLT044 DRUM HP DRUM B
BAR006YAC-AFAAAD | PIPING NITROGEN AMMONIA UNLOADING AREA AMMONIA UNLOADING & STORAGE AREA PIPING PIPING AND ASSOCIATED VALVES C
BAR006WCB-ABADAC | THERMOCOUPLE GAS TEMP INTO HP ECONOMZER BOILER B BLBTE305D HRSG B HP ECONOMIZER SECTION I & C ECONOMIZER HP B
BAR006WCB-ACADAC | THERMOCOUPLE GAS TEMP OUT OF IP SPRHTR BOILER B BLBTE304C HRSG B IP SECTION IP TUBING B
BAR006WCB-ADACAA | THERMOCOUPLE REHEAT NO. 2 TUBE BOILER B BLBTE493A HRSG B REHEATER TUBING REHEATER TUBING B
BAR006YBA-AAAAAD | VALVE ISOLATION SUCTION RELIEF AMMONIA FORWARDING SKID PIPING AND RELATED HRSG A AMMONIA FORWARDING SKID A A
BAR007ECC-ACAG | SWITCH LOWLOW START DC PUMP SEAL OIL DIFF PRESS PDSL3406 INSTRUMENTS AND CONTROLS C
BAR007FDC-AAABAB | BREAKER HYDRAULIC FLUID CIRC. PUMP PUMPS C
BAR006WDA-AB | DOORS HRSG A A
BAR007EBB-ABAAAA | BREAKER FR 2B GEN 7B EXCITATION XFMR <EQ # B203>CONTROLS EXCITATION B EX2100 EXCITER I&C B
BAR007ECB-ADAD | SWITCH B SEAL OIL DIFF PRESS TRIP 63ST1A INSTRUMENTS AND CONTROLS B
BAR007FAC-ABAQBW | TRANSMITTER EXHAUST VACUUM #3 PT210C TURBINE PROTECTION HIGH PRESSURE I&C C
BAR007FCC-AAAC | ROTOR LOW PRESSURE C
BAR007FAC-ABAQBY | TRANSMITTER LP INLET PRESS PT213B TURBINE PROTECTION HIGH PRESSURE I&C C
BAR007FCC-AAAE | BEARING #4 LOW PRESSURE C
BAR007EAC-AAAN | HEATER SPACE HEATERGENERATOR UNIT TURBINE END GENERATOR STEAM TURBINE C
BAR007EAC-AAAL | HEATER HEATERGENERATOR COLLECTOR ENCLOSURE GENERATOR STEAM TURBINE C
BAR007FDC-ABAE | VALVE B HYDRAULIC SUPPLY LOW PRESSURE RELIEF VR232 PIPING AND VALVES C
BAR007FDC-ADAF | FILTER STEAM TURBINE HYDRAULIC SERVO VALVE MISCELLANEOUS EQUIPMENT C
BAR007FDC-AEAAAC | SWITCH HYD FLUID LOW PRESS PUMP B START PS281C HYDRAULIC OIL SYSTEM EHC HYDRAULIC CONTROLS I&C C
BAR006WGB-AEAAAD | GAUGE TEMPORY BOILOUT LEVEL GAUGE B BOILER BLBLG032B HRSG B DRUMS HEADERS LINKS DRUMS & TANKS I&C B
BAR006WGB-AEAAAE | GAUGE TEMPORY BOILOUT LEVEL GAUGE B BOILER BLBLG130B HRSG B DRUMS HEADERS LINKS DRUMS & TANKS I&C B
BAR006WEA-AAABAC | VALVE DISCHARGE ECONOMIZER RECIRCULATING PUMP #4A PUMPS A
BAR006WEA-AAABAD | VALVE SUCTION ECONOMIZER RECIRCULATING PUMP #4A PUMPS A
BAR006WEB-AAABAA | MOTOR ECONOMIZER RECIRCULATING PUMP #4B PUMPS B
BAR006WGB-AEAAAJ | GAUGE. DRUM LEVEL GAUGE/WATER COLUMN ASSEMBLY A BOILER BLBLG032 HRSG B DRUMS HEADERS LINKS DRUMS & TANKS I&C B
BAR006WGB-AEAAAF | GAUGE TEMPORY BOILOUT LEVEL GAUGE BOILER B BLBLG132B HRSG B DRUMS HEADERS LINKS DRUMS & TANKS I&C B
BAR006WGB-AEAAAR | INDICATOR DRUM LEVEL BOILER B BLBLI233 HRSG B DRUMS HEADERS LINKS DRUMS & TANKS I&C B
BAR006WHA-AAADAA | FAN DUCT BURNER SCANNER COOLING FAN #1 HRSG A DUCT BURNER SKID A
BAR006WHA-AAAEAC | BREAKER DUCT BURNER SCANNER COOLING FAN #2 HRSG A DUCT BURNER SKID A
BAR006YBA-AAABAAAE | VALVE ISOLATION PUMP SUCTION AMMONIA FORWARDING PUMP A AMMONIA FORWARDING PUMPS HRSG A AMMONIA FORWARDING SKID A A
BAR007EAA-AAAD | BEARING OUTBOARD GENERATOR GAS TURBINE A
BAR007EAB-AAAB | BREAKER 480V GENERATOR SPACE HEATER 23HG12 GENERATOR GAS TURBINE B
BAR006YAC-ABAAAL | VALVE ISOLATION COMPRESSOR DISCHARGE FUTURE TANK SOUTH AMMONIA COMPRESSOR COMPRESSORS C
BAR006YCA-AAAAAAAC | MOTOR DILUTION AIR FAN #1 HRSG A DILUTION AIR FAN AMMONIA SKID HRSG A A
BAR006YCA-AAACAB | TRANSMITTER AMMONIA DIL FAN DISCH FLOW SCAFIT501 AMMONIA VAPORIZATION I&C AMMONIA SKID HRSG A A
BAR006YCB-AAAAAAAA | FAN DILUTION AIR FAN #1 HRSG B DILUTION AIR FAN AMMONIA SKID HRSG B B
BAR007FFC-AAAAADAD | BREAKER LUBE OIL PUMP #2 LUBE OIL PUMPS PUMPS C
BAR007EAB-ABAC | INDICATOR GENERATOR ROTOR FAN PRESSURE DIFFERENTIAL GENERATOR I&C B
BAR007FAC-ABAQAA | DETECTOR CASE EXPANSION TO STC MONITOR TURBINE PROTECTION HIGH PRESSURE I&C C
BAR007FAC-ABAQAF | PROBE NO. 1 BRG VIBRATION XAXIS VP1XD TURBINE PROTECTION HIGH PRESSURE I&C C
BAR007DDB-ABAAAD | VALVE OUTLET ISOLATION NATURAL GAS HEATER FEEDWATER HEATERS B
BAR007FAC-ABAQAS | PROBE SPEED #2 EMERGENCY OVERSPEED ST202B TURBINE PROTECTION HIGH PRESSURE I&C C
BAR007EFA-ABAG | TRANSMITTER GT A CELL #2 QUALITY SIGNAL QT290B INSTRUMENTS AND CONTROLS A
BAR007FDC-AAABAC | VALVE DISCHARGE HYDRAULIC FLUID CIRC. PUMP PUMPS C
BAR007FDC-AEAB | SWITCH A BRG LIFT OIL SUPPLY PRESS 63QB1 HYDRAULIC CONTROLS I&C C
BAR006WGA-ACAAAE | TRANSMITTER LP DRUM PRESSURE BOILER A BLAPT241 DRUM LP DRUM A
BAR006WGA-ACAAAF | TRANSMITTER LP DRUM PRESSURE BOILER A BLAPT245 DRUM LP DRUM A
BAR006WGA-ACAB | VALVE SAFETY LPAPSV202 LP DRUM A
BAR006WHA-ACAA | PIPING & VALVES HEATER TO DUCT BURNER SKID HRSG A GAS PIPING AND VALVES A
BAR006WHA-ADAB | INDICATOR BURNER SKID A GAS PRESSURE BMAPI029 DUCT BURNERS I&C A
BAR006WHA-ADAE | TRANSMITTER BURNER A GAS PRESS BMAPT030 DUCT BURNERS I&C A
BAR007EAB-ABAJ | THERMOCOUPLE LUBE SYSTEM TEMPGENERATOR #1 BEARING DRAIN GENERATOR I&C B
BAR007EAC-AAAD | BEARING OUTBOARD GENERATOR STEAM TURBINE C
BAR007FAC-ABAQBM | SWITCH PROXIMITY SWITCH ETD #2 TRIPPED ZE5010B TURBINE PROTECTION HIGH PRESSURE I&C C
BAR007FDC-ADAAAA | MOTOR STEAM TURBINE HYDRAULIC COOLING FAN #1 MISCELLANEOUS EQUIPMENT C
BAR007FCC-ACAJ | TRANSMITTER LOW PRESSURE STEAM LPPT2181 LOW PRESSURE I&C C
BAR006WHB-AAAEAC | BREAKER DUCT BURNER SCANNER COOLING FAN #2 HRSG B DUCT BURNER SKID B
BAR007FDC-ABAC | VALVE A MAIN HYDRAULIC OIL SUPPLY PUMP PRESSURE RELIEF VR211 PIPING AND VALVES C
BAR007FDC-AEAAAB | SWITCH HYD FLUID LOW PRESS PUMP A START PS281B HYDRAULIC OIL SYSTEM EHC HYDRAULIC CONTROLS I&C C
BAR006YCB-AAACAE | TRANSMITTER AMMONIA HDR TEMPERATURE SCBTT502 AMMONIA VAPORIZATION I&C AMMONIA SKID HRSG B B
BAR006YDA-AAAA | PIPING AND VALVES FROM SKID A TO HRSG AMMONIA INJECTION GRID HRSG A A
BAR006YDB-AAAA | PIPING AND VALVES FROM SKID B TO HRSG AMMONIA INJECTION GRID HRSG B B
BAR006VGB-ACAB | VALVE COMPRESSOR BLEED #2 COMPRESSOR PIPING AND VALVES B
BAR006VGB-ABBL | BLADES STAGE 17 ROTATING COMPRESSOR B
BAR006NDA-AAAAAC | PORT HRSG A DA/LP FEED WATER SAMPLE WATER ANALYSIS SAMPLE PANEL WATER SIDE INSTRUMENTS AND CONTROLS A
BAR006VGB-AEAB | SHROUDS 1ST STAGE TURBINE B
BAR006VGB-AEAD | NOZZLES 2ND STAGE TURBINE B
BAR006VGB-AGACAB | TRANSMITTER B INLET GUIDE VANE POSITION 96TV2 VANES VARIABLE INLET GUIDE GAS TURBINE I&C B
BAR006WBB-AAAD | VALVE MS DESUPERHEAT SPRAY BLK FWBMV023 MAIN STEAM PIPING AND VALVES B
BAR006WBB-ALAHAC | THERMOCOUPLE MAINSTEAM B DRAIN MSTE200 TWIP SYSTEM I & C TWIP SYSTEM B
BAR006WBB-AJACAA | TRANSMITTER LP BYPASS STEAM B PRESS LPBBPT001 HRSG B STEAM BYPASS SYSTEM LP I & C LP BYPASS PIPING AND VALVES B
BAR007FDC-AEBC | SWITCH LOW HYD FLUID PRESS PS281A HYDRAULIC CONTROLS I&C C
BAR007FEC-AAAE | VALVE STEAM SEAL DUMP AOVSSDV TURBINE STEAM SEAL C
BAR007FEC-AAAF | VALVE STEAM SEAL FEED AOVSSFV TURBINE STEAM SEAL C
BAR006VKA-ABAAAK | THERMOCOUPLE AUGMENTATION STEAM A TEMP ASATE104 STEAM INJECTION POWER AUGMENTATION WATER/STEAM INJECTION I&C A
BAR006VKB-AAAAAA | VALVE AUGMENTATION STEAM AUTOMATIC DRAIN ASBVD15B STEAM INJECTION POWER AUGMENTATION PIPING AND VALVES B
BAR006VKB-ABAAAD | SWITCH B STEAM AUG DRAIN VALVE #6 LIMIT 33BS6 STEAM INJECTION POWER AUGMENTATION WATER/STEAM INJECTION I&C B
BAR006PAA-ADAAABAB | MOTOR 2B SUMP PUMP EAST SUMP CT A AREA PUMPS A
BAR006PAB-ACAA | BREAKER 480V ACCESS. COMP. LUBE OIL HEATER 23HL3 COMPARTMENT ACCESSORY B
BAR006WCA-AAAAAA | THERMOCOUPLE GAS TEMP INTO HP ECONOMZER BOILER A BLATE305A TUBING EVAPORATOR HP TUBING A
BAR006WBA-AAAGAC | THERMOCOUPLE HP A SUPERHEAT ATTEMP IN TEMP MSATE012 HRSG A HP ATTEMPERATOR SECTION I & C MAIN STEAM PIPING AND VALVES A
BAR006WBA-ABAGAC | INDICATOR INTERM PRESS A STEAM PRESSURE CRAPI105 INSTRUMENTS AND CONTROLS IP/COLD REHEAT PIPING AND VALVES A
BAR006PAC-AKAAAAAD | VALVE SUCTION WASTE WATER PUMP #1 STEAM TURBINE AREA SUMP PUMPS C
BAR007FDC-AEAS | SWITCH B HYDRAULIC OIL TRIP PRESS GAS STOP VALVE 63HG1 HYDRAULIC CONTROLS I&C C
BAR007FDC-AEBA | SWITCH HYD FLUID PUMP A DISCHARGE PRESS PS280A HYDRAULIC CONTROLS I&C C
BAR006WCA-AAABAB | THERMOCOUPLE GAS TEMP INTO SPRHTR NO. 1 BOILER A BLATE301C02 TUBING SUPERHEATER #1 HP TUBING A
BAR006WCA-AAACAC | THERMOCOUPLE GAS TEMP OUT OF SPRHTR NO. 2 BOLIER BLATE302B TUBING SUPERHEATER #2 HP TUBING A
BAR006WCA-AAAFAJ | THERMOCOUPLE HP SPRHTR NO. 3 TUBE TEMP BOILER A BLATE092A HRSG A HP TUBING I & C HP TUBING A
BAR006WCA-ADACAF | THERMOCOUPLE REHHEAT NO. 2 TUBE TEMP BOILER A BLATE492B HRSG A REHEATER TUBING I & C REHEATER TUBING A
BAR006VGA-AGADAC | TRANSMITTER A EXHAUST DUCT PRESSURE 96EP3 MARK VIe CONTROL SYSTEM GAS TURBINE I&C A
BAR006WCA-ADACAC | THERMOCOUPLE REHEAT NO. 2 TUBE TEMP BOILER A BLATE492A HRSG A REHEATER TUBING I & C REHEATER TUBING A
BAR007FAC-ABAB | THERMOCOUPLE HOT REHEAT TEMP HRTE2062 HIGH PRESSURE I&C C
BAR006WBB-AB | IP/COLD REHEAT PIPING AND VALVES B
BAR006WCA-ACAA | TUBING ECONOMIZER IP TUBING A
BAR007FDC-AAAAAD | VALVE SUCTION HYDRAULIC HEATING AND COOLING CIRC PUMP PUMPS C
BAR006WGA-AEAAAB | GAUGE DRUM LEVEL GAUGE/TIE BAR ASSEMBLY A BOILER BLALA130 HRSG A DRUMS HEADERS LINKS DRUMS TANKS I&C A
BAR007WEA-ABAAAB | VALVE CONDENSATE RECIRC TEMP CONTROL CDATV227 HRSG A CONDENSATE RECIRCULATING PIPING AND VALVES PIPING VALVES AND RELATED EQUIPMENT A
BAR007WGB-ABAA | DRUM IP DRUM B
BAR006FHC-AAAAABAA | PUMP OIL PUMP TURNING GEAR TURNING GEAR C
BAR007KCD-AP | TRANSFORMER COMB. TURB 7B GEN XFMR. 500/18KV 129/172/215 MVA
BAR007LAC-AAAA | VALVE SPRAY CURTAIN FLOW CONTROL CDFV002 CONDENSER C
BAR007GAB-AAAAABAC | BREAKER OIL COOLER PUMP MAIN POWER TRANSFORMER 6B MAIN POWER TRANSFORMER B
BAR007GFC-AA | SWITCHYARD BREAKER C
BAR006PAB-AB | COMBUSTION CHAMBER B
BAR007SBC-AAAC | VALVE NONESSENTIAL AIR SHUTOFF SAFV003 SERVICE AIR C VALVES PIPING AND RELATED EQUIPMENT C
BAR006EFB-ABAA | SWITCH B GENERATOR CO2 PRESSURE 63CT5 INSTRUMENTS AND CONTROLS B
BAR006LAC-AAACAA | TRANSMITTER CONDENSER PRESSURE CDPT004 #1 INSTRUMENTS AND CONTROLS CONDENSER C
BAR007WCB-ACACAA | THERMOCOUPLE REHEAT NO. 2 TUBE BOILER B BLBTE493A HRSG B REHEATER TUBING REHEATER TUBING B
BAR006FDC-AE | HYDRAULIC CONTROLS I&C C
BAR007LFB-AA | PIPING AND VALVES B
BAR007MAB-AAAAAB | MOTOR BOILER FEED PUMP B1 PUMPS B
BAR006FDC-ABAB | VALVE A HYDRAULIC SUPPLY LOW PRESSURE RELIEF VR232 PIPING AND VALVES C
BAR006WCA-AAAFAB | THERMOCOUPLE HP EVAPORATOR TUBE TEMP BOILER A BLATE096B HRSG A HP TUBING I & C HP TUBING A
BAR007B | AIR & GAS
BAR007PC-AAAAAA | AIR HANDLING UNITSHVAC
BAR007PC-AAAAAD | AIR HANDLING UNITSHVAC
BAR006PC-AAAAAA | AIR HANDLING UNITSHVAC
BAR006WBA-ADAFAD | ELEMENT LP A ADMISSSION STEAM FLOW LPAFE001 INSTRUMENTS AND CONTROLS LP STEAM PIPING AND VALVES A
BAR007VCB-ABAD | ACCUMULATOR PIPING AND VALVES AND OTHER RELATED EQUIPMENT B
BAR007WHA-ADAJ | TRANSMITTER MAIN GAS A HEADER PRESSURE BMAPT033 DUCT BURNERS I&C A
BAR006BHB-AAAB | ANALYZER HRSG B NOX/NH3 CEMS TECO
BAR006BHB-AAAE | CONTROLLER HRSG B CEMS SPECTRAPAK INTERFACE
BAR006GAB-AAAA | MAIN POWER TRANSFORMER 6B MAIN POWER TRANSFORMER B
BAR006FFC-ABAA | LUBE OIL CONTROL & REGULATING VALVES VALVES C
BAR006FGC-AA | FRONT STANDARD C
BAR006FFC-ACAAAD | INDICATOR SEAL OIL COOLER PRESS DIFF CLCPDI018 LUBE OIL COOLERS COOLERS C
BAR006FFC-ACAAAA | EXCHANGER #1 LUBE OIL HEAT HX1 LUBE OIL COOLERS COOLERS C
BAR006FFC-ACAAAE | INDICATOR SEAL OIL COOLER PRESS DIFF CLCPDI019 LUBE OIL COOLERS COOLERS C
BAR006FFC-ADABAD | ALARM LOW LUBE OIL LEVEL LS260D ALARM AND TRIP C INSTRUMENTS AND CONTROLS TANKS C
BAR006EAC-AAAB | BEARING INBOARD GENERATOR STEAM TURBINE C
BAR006HCC-AAAAABAA | PUMP WTPU01B COOLING TOWER BIOCIDE B PUMP PUMPS CHLORINATION C
BAR006HCC-AAAAABAD | VALVE ISOLATION DISCHARGE COOLING TOWER BIOCIDE B PUMP PUMPS CHLORINATION C
BAR006KCC-ABAFAA | TRANSFORMER 4160V/480V SS B BREAKER FRAME 4B B SS TRANSFORMER 4160 VOLT C
BAR006LAC-ADAAAB | MOTOR CONDENSER VACUUM PUMP #1 SKID VACUUM PUMPS C
BAR006MAA-AAAAAG | VALVE SUPPLY THROTTLE BUSHING INBOARD BOILER FEED PUMP A1 PUMPS A
BAR006HCC-AAABAC | PIPING MISC. PIPING FOR SCALE INHIBITOR CHEMICAL INJECTION @ TOWER VALVES AND PIPING CHLORINATION C
BAR006VGA-ABAY | BLADES STAGE 11 ROTATING COMPRESSOR A
BAR006EBC-AAAC | BEARING OUTBOARD STEAM TURBINE EXCITER C
BAR006FEC-AAABAA | MOTOR GLAND EXHAUSTER BLOWER NO.2 TURBINE STEAM SEAL C
BAR006FJC-AAAQ | VALVE REHEAT INTERCEPT #1 VALVES C
BAR006ECA-ADAA | SWITCH A GENERATOR LIQUID LEVEL HIGH 71WG1 INSTRUMENTS AND CONTROLS A
BAR006ECB-ABAA | REGULATOR AIR SIDE VALVES AND PIPING B
BAR006HDC-ACAAAK | THERMOCOUPLE CIRC WATER TO COND TEMP CWTE001 PIPING & VALVES CIRC. WATER TO CONDENSER WATER BOX CONDENSER CIRCULATING WATER I&C C
BAR006HEC-AAAAAA | FILTER MOTOR 61 COOLING WATER PUMP CLOSED LOOP #1 PUMPS C
BAR006FEC-AAAD | VALVE SPRAYWATER SUPPLY TEMPERATURE CONTROL DSHTV110 TURBINE STEAM SEAL C
BAR006FEC-AAAF | VALVE STEAM SEAL FEED AOVSSFV TURBINE STEAM SEAL C
BAR006FEC-ABAF | TRANSMITTER GLAND EXHAUSTER CONDENSATE LEVEL LS232 STEAM SEAL I&C C
BAR006FEC-ABAH | TRANSMITTER PACKING GLAND EXHAUSTER PRESS 6PT232 STEAM SEAL I&C C
BAR006FFC-AAAAAAAA | MOTOR EMERGENCY DC LUBE OIL PUMP LUBE OIL PUMPS PUMPS C
BAR006LEC-AAAB | CONDENSATE PIPING & VALVES FROM QUICK FILL TO CLC TANK VALVES PIPING AND RELATED EQUIPMENT C
BAR006FJC-ABAAAA | VALVE COLD REHEAT DRAIN CRHMV400 2 INCH TWIP SYSTEM @ STEAM TURBINE TWIP SYSTEM C
BAR006FJC-ABAAAF | VALVE LP STEAM DRAIN LPSMV300 2 INCH TWIP SYSTEM @ STEAM TURBINE TWIP SYSTEM C
BAR006FJC-ABAAAKAM | THERMOCOUPLE MAINSTEAM TWIP MSTE002A INSTRUMENTS AND CONTROLS TWIP SYSTEM @ STEAM TURBINE TWIP SYSTEM C
BAR006FJC-ABAAAKAP | THERMOCOUPLE MAINSTEAM TWIP MSTE046 INSTRUMENTS AND CONTROLS TWIP SYSTEM @ STEAM TURBINE TWIP SYSTEM C
BAR006HEC-ABABAC | VALVE CLC EXCHANGER ISO CLCMV003 PIPING CLC HEAT EXCHANGER COOLING WATER CCW COOLERS C
BAR006LFA-AAAAAA | VALVE CONDENSATE SUPPLY SHUTOFF CDAMV284 CONDENSATE TO HRSG A PIPING & VALVES PIPING AND VALVES A
BAR006FFC-AAAAAAAB | BREAKER EMERGENCY DC LUBE OIL PUMP LUBE OIL PUMPS PUMPS C
BAR006EFB-ABAF | TRANSMITTER GT B CELL #1 QUALITY SIGNAL QT290A INSTRUMENTS AND CONTROLS B
BAR006LFA-AAABAG | TRANSMITTER LOW PRESSURE ECON A CONDENSATE FLOW CDAFT203 INSTRUMENTS AND CONTROLS PIPING AND VALVES A
BAR006LFB-AAAAAC | VALVE LOW PRESSURE DRUM LEVEL CONTROL CDBFV286 CONDENSATE TO HRSG B PIPING & VALVES PIPING AND VALVES B
BAR006LFB-AAABAD | THERMOCOUPLE LOW PRESSURE ECON CONDENSATE B TEMP CDBTE224 INSTRUMENTS AND CONTROLS PIPING AND VALVES B
BAR006DDB-ACAA | VALVE SAFETY SHUTOFF NGBSV001 GAS REGULATING & SAFETY SHUTOFF VALVES B
BAR006EFC-ABAD | SWITCH ST GENERATOR GAS LOW PRESS PSL2950 GAS I&C C
BAR006FAC-AAAE | VALVE SPRAY WATER SHUTOFF DCS MANUAL DSHMV365 HIGH PRESSURE C
BAR006FAC-ABAL | TRANSMITTER MAIN STEAM PRESSURE MSPT2031 HIGH PRESSURE I&C C
BAR006HKC-AAABAAAD | SWITCH A COOLING TOWER FAN OIL LEVEL COOLING TOWER FAN A CWCLA FANS FORCED DRAFT COOLING TOWER C
BAR006FAC-ABAQBX | TRANSMITTER LP INLET PRESS PT213A TURBINE PROTECTION HIGH PRESSURE I&C C
BAR006FCC-ACAC | THERMOCOUPLE LP B ADMISSION STEA PRESS LPBTE201 LOW PRESSURE I&C C
BAR006EAA-AAAG | STATOR GENERATOR GAS TURBINE A
BAR006GEC-AAAA | TRANSFORMER SS #6 230KV/4160V SWITCHYARD STATION SERVICE C
BAR006HBC-AAAAAA | FILTER MOTOR 61 COOLING TOWER MAKEUP PUMP #1 PUMPS C
BAR006HKC-AAABAJAC | MOTOR COOLING TOWER FAN J CWCLJ FANS FORCED DRAFT COOLING TOWER C
BAR006KCC-ABAB | BREAKER FRAME 8 SUPPLY FROM #5 RESERVE SS TRANSFORMER 4160 VOLT C
BAR006KCC-ABAEAA | TRANSFORMER 4160V/480V SS A BREAKER FRAME 4T A SS TRANSFORMER 4160 VOLT C
BAR006FDC-AEAAAE | SWITCH HYD FLUID PUMP B DISCHARGE PRESS PS280B HYDRAULIC OIL SYSTEM EHC HYDRAULIC CONTROLS I&C C
BAR006DDA-AAAAAFAK | TRANSMITTER NATURAL GAS PRESSURE NGPT001C TRANSMITTERS GAS PIPING & VALVES HEADER TO FUEL GAS HEATER PIPING AND VALVES A
BAR006HDC-AAABAB | VALVE DISCHARGE CIRCULATING WATER PUMP #2 PUMPS C
BAR006HDC-AAABAC | VALVE SUCTION CIRCULATING WATER PUMP #2 PUMPS C
BAR006HDC-ABABAE | VALVE CWP #2 DISCHARGE MOV CWMV002 C
BAR006LAC-ADABAFAA | MOTOR CONDENSER VACUUM RECIRCULATION PUMP CONDENSER VACUUM PUMP #2 SKID VACUUM PUMPS C
BAR006FJC-AAAD | VALVE CSCV CONTROL AFTER SEAT DRAIN MOVSPDV8 VALVES C
BAR006FJC-AAAM | VALVE MAIN STOP A BEFORE SEAT DRAIN MOVSSV1A VALVES C
BAR006VEA-AAAAAEAA | FAN COOLING AIR FAN TURBINE COMPARTMENT 88BT1 FANS COOLING AIR SYSTEM A
BAR006VEA-AAAAAFAC | BREAKER COOLING AIR FAN TURBINE COMPARTMENT 88BT2 FANS COOLING AIR SYSTEM A
BAR006VEB-AAAAAHAA | FAN LOAD COMPARTMENT COOLING AIR FAN 88VG2 FANS COOLING AIR SYSTEM B
BAR006VEB-ABABAD | MOTOR 88TK2 EXHAUST FRAME FAN #2 EXHAUST FRAME COOLING B
BAR006VBA-AEAAAB | BREAKER 480V A GT LUBE OIL TANK IMMERSION HEATER 23QT123 TANK LUBE OIL FILTERS & PIPING TANKS A
BAR006VAA-ABAD | DRIFT ELIMINATOR INLET COOLING A
BAR006VBB-AEABAG | SWITCH B LOW LUBE OIL LEVEL ALARM 71QL1 LUBE OIL TANK FILTERS & PIPING I & C TANKS B
BAR006VCA-AAAAAC | VALVE DISCHARGE 3WAY HYDRAULIC PUMPS #1 & #2 PUMPS A
BAR006VCA-AAAAAA | PUMP 88HQ1 HYDRAULIC PUMP #1 PUMPS A
BAR006VDA-ABAC | BREAKER FR 1T GEN #6 LCI ISOLATION XFMR <EQ # A343 D6E3109 STARTING SYSTEM AND TURNING GEAR I&C A
BAR006VDB-AAAC | MOTOR TURNING GEAR 88TG1 TURNING GEAR B
BAR006VDB-ABAC | BREAKER FR 1T GEN #6 LCI ISOLATION XFMR <EQ # A343 D6E3109 SEE BREAKER ON ''A'' STARTING SYSTEM AND TURNING GEAR I&C STARTING SYSTEM AND TURNING GEAR I&C B
BAR006RCB-ABAAAD | SWITCH PILOT LINE SUPERVISORY PRESS 63FP1D GAS TURBINE B FIRE PROTECTION SYSTEM CO2 CO2 I&C B
BAR006VEA-ABABAC | SWITCH A TURBINE SHELL EXH FRAME BLOWER DISC PRESS 63TK2 EXHAUST FRAME FAN #2 EXHAUST FRAME COOLING A
BAR006VEB-AAAAADAA | FAN COOLING AIR FAN LUBE OIL SKID 88BL2 FANS COOLING AIR SYSTEM B
BAR006VBA-AAAAAB | BREAKER EMERGENCY LUBE OIL PUMP PUMPS A
BAR006VBA-AAABAD | PUMP 88QE1 EMERGENCY SEAL OIL PUMP PUMPS A
BAR006SAC-ADAAAJ | TRANSMITTER INSTRUMENT AIR PRESSURE IAPT003 PIPING & VALVES INSTRUMENT AIR CONTROL AIR I&C C
BAR006SAC-ADAAAK | TRANSMITTER INSTRUMENT AIR PRESSURE IAPT004 PIPING & VALVES INSTRUMENT AIR CONTROL AIR I&C C
BAR006SAC-AE | PIPING AND VALVES FILTERED WATER TO AIR COMPRESSORS C
BAR006VAA-AAADAA | SWITCH A TURBINE AIR INLET AMBIENT TEMP 26AC1 INLET AIR INSTRUMENTS AND CONTROLS INLET AIR FILTERS A
BAR006VGA-ABAG | BLADES STAGE 3 ROTATING COMPRESSOR A
BAR006VGA-ABAL | BLADES STAGE 5 ROTATING COMPRESSOR A
BAR006VAA-AEABAB | SWITCH A ACCESORY COMP PRESS LOW ALARM 63AT4 HEAT & VENT SYSTEM AIR AND GAS I&C A
BAR006VAB-AAADAC | SWITCH B TURBINE INLET AIR FILTER EXCESS PRESS DROP 63TF2A INLET AIR INSTRUMENTS AND CONTROLS INLET AIR FILTERS B
BAR006VCA-AAABAE | MOTOR 88HQ2 HYDRAULIC PUMP #2 PUMPS A
BAR006VAB-ABAEAD | VALVE FLOAT EVAP COOLER PIPING VALVES AND RELATED EQUIPMENT INLET COOLING B
BAR006EFA-ABAJAA | FILTER GT A HYDROGEN PANEL HYDROGEN CONTROL CABINET GT A INSTRUMENTS AND CONTROLS A
BAR006FAC-ABAF | TRANSMITTER HOT REHEAT PRESSURE HRPT2061 HIGH PRESSURE I&C C
BAR006FFC-ADABAL | SWITCH DUPLEX FILTER HIGH DIFF PRESS NO.1 PS287A INSTRUMENTS AND CONTROLS TANKS C
BAR006FAC-ABAQBE | PROXIMITER NO. 4 BRG YAXIS FOR VP4YD TURBINE PROTECTION HIGH PRESSURE I&C C
BAR007DDB-AAAAAC | VALVE PRESSURE CONTROL NGBPV003 GAS PIPING & VALVES HEADER TO FUEL GAS HEATER PIPING AND VALVES B
BAR006YAC-ABAAAK | VALVE ISOLATION COMPRESSOR DISCHARGE FUTURE TANK NORTH AMMONIA COMPRESSOR COMPRESSORS C
BAR006WBB-AHAC | VALVE 6B IP BYPASS 1ST NOZ WATER CONT VLV DSHBTV221 STARTUP IP BYPASS PIPING AND VALVES B
BAR006WHA-AAADAC | BREAKER DUCT BURNER SCANNER COOLING FAN #1 HRSG A DUCT BURNER SKID A
BAR006FFC-AAAAACAG | PUMP LUBE OIL PUMP #1 LUBE OIL PUMPS PUMPS C
BAR006WBA-ACAC | VALVE REHEAT OUTLET SAFETY HRASR401 HOT REHEAT PIPING AND VALVES A
BAR007WHA-ADAB | INDICATOR BURNER SKID A GAS PRESSURE BMAPI029 DUCT BURNERS I&C A
BAR007HCC-AAAAAAAB | MOTOR SODIUM BISULFITE METERING PUMP A PUMPS CHLORINATION C
BAR007FEC-AAAD | VALVE SPRAYWATER SUPPLY TEMPERATURE CONTROL DSHTV110 TURBINE STEAM SEAL C
BAR007WBB-ACAEAC | INDICATOR HR STEAM PRESSURE HRBPI405 HOT REHEATER I & C HOT REHEAT PIPING AND VALVES B
BAR006YAC-AAAAAF | VALVE ISOLATION NITROGEN REGULATOR NITROGEN PIPING VALVES AND RELATED EQUIPMENT UNLOADING STATION C
BAR006WGA | A
BAR007EFA-ABAJAA | FILTER GT A HYDROGEN PANEL HYDROGEN CONTROL CABINET GT A INSTRUMENTS AND CONTROLS A
BAR007FAC-ABAQAG | PROBE NO. 1 BRG VIBRATION YAXIS VP1YD TURBINE PROTECTION HIGH PRESSURE I&C C
BAR007WHB-AAAA | FILTER GAS SUPPLY TO DUCT BURNER DUCT BURNER SKID B
BAR007FHC-AAAAAB | OIL PUMP TURNING GEAR TURNING GEAR C
BAR007FFC-AAAAAAAB | SWITCH EMERGENCY LUBE OIL PUMP RUNNING PRESS PS268A EMERGENCY DC LUBE OIL PUMP LUBE OIL PUMPS PUMPS C
BAR007HDC-ABABAE | VALVE CWP #2 DISCHARGE MOV CWMV002 WATERBOX WEST CONDENSER WATERBOX AND RELATED EQUIPMENT C
BAR007VFA-ABAABB | TRANSMITTER A INTERSTAGE FUEL GAS PRESS 96FG2A GAS FUEL SYSTEM FUEL I&C A
BAR006WGB-ABAAAF | TRANSMITTER IP DRUM PRESSURE BOILER B BLBPT149 DRUM IP DRUM B
BAR007WEB-AAABAE | VALVE SUCTION ECONOMIZER RECIRCULATING PUMP #4B PUMPS B
BAR007ZBC-AAAC | TURBINE DISTRIBUTED CONTROL SYSTEM C
BAR007NDC-AAABAL | ANALYZER SODIUM BOTTOM WEST 608 WATER ANALYSIS ANALYZER PANEL INSTRUMENTS AND CONTROLS C
BAR007FJC-ABAAAKAE | THERMOCOUPLE HOT REHEAT TWIP HRHTE004B INSTRUMENTS AND CONTROLS TWIP SYSTEM @ STEAM TURBINE TWIP SYSTEM C
BAR007GAB-AAAAAEAB | REGULATORS NITROGEN SYSTEM MAIN POWER TRANSFORMER 6B MAIN POWER TRANSFORMER B
BAR007ECC-AAAAAA | MOTOR 88QS1 REGULATOR AIR SIDE VALVES AND PIPING C
BAR007WHB-ACAA | PIPING & VALVES HEATER TO BURNER SKID HRSG B GAS PIPING AND VALVES B
BAR007PAB-ACAC | HEATER B FUEL GAS COMPT SPACE 23VS1 COMPARTMENT ACCESSORY B
BAR007GAA-AAAAAEAB | REGULATORS NITROGEN SYSTEM MAIN POWER TRANSFORMER 6A MAIN POWER TRANSFORMER A
BAR007FFC-ADABAM | SWITCH DUPLEX FILTER HIGH DIFF PRESS NO.2 PS287B INSTRUMENTS AND CONTROLS TANKS C
BAR007YAC-ADAAAC | VALVE PURGE AMMONIA LIQUID FILL PIPING AMMONIA STORAGE TANK AND ASSOCIATED EQUIPMENT TANKS C
BAR007YAC-AEAAAC | NOZZLES SUPPRESSION TANK VAPOR AMMONIA SUPPRESSION SYSTEM FOR UNLOADING SKID & TANKS SUPPRESSION SYSTEM C
BAR007WCA-ABADAB | THERMOCOUPLE GAS TEMP INTO HP ECONOMZER BOILER A BLATE305B INSTRUMENTS AND CONTROLS ECONOMIZER HP A
BAR007HKC-AAABADAE | BREAKER COOLING TOWER FAN D CWCLD FANS FORCED DRAFT COOLING TOWER C
BAR007WBA-ACAFAC | THERMOCOUPLE HR A ATTEMP OUT TEMP HRATE405 HOT REHEAT SPRAY WATER I & C HOT REHEAT PIPING AND VALVES A
BAR006WJA-ABAG | VALVE HP DRUM TO BLOWDOWN TANK FLOW CONTROL BLAFV061B HRSG A BLOWDOWN VALVES CONTINUOUS & INTERMITTENT A
BAR007WBA-AJAE | VALVE STEAM AUG. VENT ASAMV125 STEAM AUGMENTATION PIPING AND VALVES A
BAR007WEB-AAAAAE | VALVE SUCTION ECONOMIZER RECIRCULATING PUMP #3B PUMPS B
BAR007LAC-ADAAAFAB | TRANSMITTER CONDENSATE RECIRC PUMPS PRESS DIFF CDAPDT001 NO. 1 CONDENSER RECIRCULATION PUMP CONDENSER VACUUM PUMP 6A SKID VACUUM PUMPS C
BAR007WBB-ACAFAB | THERMOCOUPLE HR B ATTEMP IN TEMP HRBTE412 HOT REHEAT SPRAY WATER I & C HOT REHEAT PIPING AND VALVES B
BAR006WHB-ADAD | SWITCH BURNER SKID INSTR AIR PRESS BMBPSL001 DUCT BURNERS I&C B
BAR006GAC-AAAAAEAC | GAGE NITROGEN SYSTEM MAIN POWER TRANSFORMER 6C MAIN POWER TRANSFORMER C
BAR007WGA-AEAAAL | INDICATOR DRUM LEVEL BOILER A BLALI134 HRSG A DRUMS HEADERS LINKS DRUMS TANKS I&C A
BAR007LAC-AD | VACUUM PUMPS C
BAR007MAB-AAABAJAA | LUBE OIL PUMP BFP B2 LUBE OIL SKID MOTOR DRIVEN BOILER FEED PUMP B2 PUMPS B
BAR007WEB-AAAAAA | MOTOR ECONOMIZER RECIRCULATING PUMP #3B PUMPS B
BAR006WCA-ABAD | INSTRUMENTS AND CONTROLS ECONOMIZER HP A
BAR007LAC-AAAC | INSTRUMENTS AND CONTROLS CONDENSER C
BAR007WGB-ABAAAG | TRANSMITTER IP DRUM PRESSURE BOILER B BLBPT145 DRUM IP DRUM B
BAR007WBB-AKAD | VALVE B HOT REHEAT SHUTOFF HRHMV200 TWIP SYSTEM B
BAR007LEC-AAAB | CONDENSATE PIPING & VALVES FROM QUICK FILL TO CLC TANK VALVES PIPING AND RELATED EQUIPMENT C
BAR007WCA-AAAFAD | THERMOCOUPLE HP EVAPORATOR TUBE TEMP BOILER A BLATE098A HRSG A HP TUBING HP TUBING A
BAR006KCD-AP | TRANSFORMER COMB. TURBINE 6A GEN XFMR. 500/18KV 150/200/250 MVA
BAR007WHB-AB | BURNERS B
BAR007EAC-AAAC | BEARING INBOARD GENERATOR STEAM TURBINE C
BAR006FDC-ADAF | FILTER STEAM TURBINE HYDRAULIC SERVO VALVE MISCELLANEOUS EQUIPMENT C
BAR007LFB-AAAAAA | VALVE DEAERATOR VENT MOV BLBMV265B CONDENSATE TO HRSG B PIPING & VALVES PIPING AND VALVES B
BAR006YEA-AAAA | SCR REACTOR HRSG A REACTORS A
BAR007WJB-ABAG | VALVE HP DRUM TO BLOWDOWN TANK FLOW CONTROL BLBFV061B HRSG B BLOWDOWN VALVES CONTINUOUS & INTERMITTENT B
BAR006EAA-ABAE | MONITOR BEARING METAL TEMPGENERATOR BEARING #1 GENERATOR I&C A
BAR006LBC-ABAAAB | INDICATOR CONDENSATE PRESSURE CDPI210E CONDENSATE PUMP MINIMUM FLOW PIPING & VALVES PIPING AND VALVES C
BAR007LJC-AAAAAB | VALVE CONDENSATE MISC. SERV. PRESS. CONTROL CDSPV001 CONDENSATE TO MISC SERV WTR WASH VAC. PMPS PHOSPHATE EXTERNAL PIPING AND VALVES C
BAR007WCA-AFABAD | THERMOCOUPLE GAS TEMP OUT OF PREHTR BOILER A BLATE306B HRSG A LP FEEDWATER PREHEATER SECTION FEEDWATER PREHEATER TUBING A
BAR006FFC-AAAAAAAC | SWITCH C EMERGENCY LUBE OIL PUMP RUNNING PRESS PS268A EMERGENCY DC LUBE OIL PUMP LUBE OIL PUMPS PUMPS C
BAR007NDC-AAABAA | ANALYZER SILICA BOTTOM EAST 686 WATER ANALYSIS ANALYZER PANEL INSTRUMENTS AND CONTROLS C
BAR006YCB-AAACAD | TRANSMITTER AMMONIA HDR PRESS SCBPIT502 AMMONIA VAPORIZATION I&C AMMONIA SKID HRSG B B
BAR007WCB-AAACAA | THERMOCOUPLE GAS TEMP OUT OF SPRHTR NO. 2 BOILER B BLBTE302A TUBING SUPERHEATER #2 HP TUBING B
BAR007LFA-AAAA | CONDENSATE TO HRSG A PIPING & VALVES PIPING AND VALVES A
BAR006ZAC-ABAAAAAL | CABINET Remote I/O #22 CABINETS HARDWARE ASSOCIATED WITH OVATION OVATION C
BAR006FJC-ABAAAKAN | THERMOCOUPLE MAINSTEAM TWIP MSTE002B INSTRUMENTS AND CONTROLS TWIP SYSTEM @ STEAM TURBINE TWIP SYSTEM C
BAR006GAC-AAAAACAB | MOTOR COOLING FAN MAIN POWER TRANSFORMER 6C MAIN POWER TRANSFORMER C
BAR006WJB-ABAC | VALVE HRSG B IP EVAP. BLOWDOWN MOV IPBMV166A HRSG B BLOWDOWN VALVES CONTINUOUS & INTERMITTENT B
BAR006WAC-AAAAAC | VALVE ISOLATION UNLOADING NITROGEN PRESSURE SWITCH NITROGEN PIPING VALVES AND RELATED EQUIPMENT UNLOADING STATION C
BAR006HBC-AAABAJ | VALVE MINIMUM FLOW PRESSURE CONTROL CWMPV002 COOLING TOWER MAKEUP PUMP #2 PUMPS C
BAR007WBB-AAAFAE | TRANSMITTER MAINSTEAM B PRESSURE MSBPT006 MAIN STEAM I & C MAIN STEAM PIPING AND VALVES B
BAR007WBA-AFAE | VALVE SPRAY WATER SHUTOFF TEMPERATURE CONTROL DSHAMV250 IP BYPASS PIPING AND VALVES A
BAR006YAC-AAAAAA | REGULATOR UNLOADING NITROGEN NITROGEN PIPING VALVES AND RELATED EQUIPMENT UNLOADING STATION C
BAR006WCB-AA | HP TUBING B
BAR006FEC-AAAAAB | FAN GLAND EXHAUSTER BLOWER NO.1 TURBINE STEAM SEAL C
BAR007FEC-AB | STEAM SEAL I&C C
BAR006FDC-AD | MISCELLANEOUS EQUIPMENT C
BAR006WGB-AB | IP DRUM B
BAR007MAB-ACAD | BFP IP DRUM FLOW SECTION BOILER FEED PUMP I&C B
BAR007FJC-ABAAAK | INSTRUMENTS AND CONTROLS TWIP SYSTEM @ STEAM TURBINE TWIP SYSTEM C
BAR006SAC-AAABAAAD | INDICATOR AIR COMP B INTER COOLER TEMPERATURE CLCTI002 COMPRESSOR COMPRESSOR #2 COMPRESSORS C
BAR006WHA-AB | BURNERS A
BAR007MCA | A
BAR006HKC-AAABAD | COOLING TOWER FAN D CWCLD FANS FORCED DRAFT COOLING TOWER C
BAR007ZBC-AB | CONTROL ROOM INDICATIONS C
BAR007FEC-ABAH | TRANSMITTER PACKING GLAND EXHAUSTER PRESS 7PT232 STEAM SEAL I&C C
BAR007PAB-AB | COMBUSTION CHAMBER B
BAR007HDC-AB | CONDENSER WATERBOX AND RELATED EQUIPMENT C
BAR006FFC-ADABAJ | INDICATOR STEAM TURB OIL TANK CLCTI005 TEMPERATURE INSTRUMENTS AND CONTROLS TANKS C
BAR006DDA-AAAAAFAG | TRANSMITTER NATURAL GAS PRESSURE NGAPT001C TRANSMITTERS GAS PIPING & VALVES HEADER TO FUEL GAS HEATER PIPING AND VALVES A
BAR006FJC-ABAAAKAL | THERMOCOUPLE MAINSTEAM TWIP MSTE001B INSTRUMENTS AND CONTROLS TWIP SYSTEM @ STEAM TURBINE TWIP SYSTEM C
BAR007LAC-ADAAAF | NO. 1 CONDENSER RECIRCULATION PUMP CONDENSER VACUUM PUMP 6A SKID VACUUM PUMPS C
BAR007HKC-AAABAK | COOLING TOWER FAN K CWCLK FANS FORCED DRAFT COOLING TOWER C
BAR007KEC-AA | DC ELECTRICAL C
BAR006DDB-ABAAAC | VALVE OUTLET ISOLATION @ GAS HEATER B GAS TURBINE NATURAL GAS HEATER FEEDWATER HEATERS B
BAR006GAC-AAAAABAC | BREAKER OIL COOLER PUMP MAIN POWER TRANSFORMER 6C MAIN POWER TRANSFORMER C
BAR007FDC-ADABAB | FAN STEAM TURBINE HYDRAULIC COOLING FAN #2 MISCELLANEOUS EQUIPMENT C
BAR006LJ | EXTERNAL PIPING AND VALVES
BAR006WBA-ACAFAB | THERMOCOUPLE HR A ATTEMP IN TEMP HRATE412 HOT REHEAT SPRAY WATER I & C HOT REHEAT PIPING AND VALVES A
BAR006HDC-ABABAD | TRANSMITTER RH COND WTR BX DIFF PRESS CWPDT002 WATERBOX WEST CONDENSER WATERBOX AND RELATED EQUIPMENT C
BAR006WBB-ACAB | VALVE REHEAT OUTLET SAFETY HRBSR401 HOT REHEAT PIPING AND VALVES B
BAR006ECC-AAAB | REGULATOR HYDROGEN SIDE VALVES AND PIPING C
BAR006FAC-ABAQAC | PROBE THRUST BRG. AXIAL POS #2 ZP201B TURBINE PROTECTION HIGH PRESSURE I&C C
BAR007KC | RUNNING STATION SERVICE
BAR006HKC-AAABACAB | GEARBOX COOLING TOWER FAN C CWCLC FANS FORCED DRAFT COOLING TOWER C
BAR006WBB-ALAE | VALVE B LOW PRESSURE STEAM MOV LPSMV050 TWIP SYSTEM B
BAR007VGB-ABAB | BLADES STAGE 0 STATIONARY COMPRESSOR B
BAR007VGA-AAAAAD | VALVE DUMP VH31 VARIABLE INLET GUIDE INLET BELLMOUTH A
BAR007VBB-AAAEAA | SWITCH B EMERGENCY LUBE OIL PUMP RUNNING 63QE1 LUBE OIL PUMPS I & C PUMPS B
BAR007VAB-ADAD | VALVE B INLET HEATING ISO VM151 INLET BLEED HEAT B
BAR007VJC-ADAAAC | SWITCH COMPRESSOR WASH WATER PRESSURE PUMP TRIP 63TW2 WATER WASH PIPING AND VALVES I&C C
BAR006VEB-AAAAAG | LOAD COMPARTMENT COOLING AIR FAN 88VG1 FANS COOLING AIR SYSTEM B
BAR006VAA-AAAD | INLET AIR INSTRUMENTS AND CONTROLS INLET AIR FILTERS A
BAR006VBB-AC | FILTERS/STRAINERS B
BAR006VBB-ADAB | MIST ELIMINATOR B VAPOR EXTRACTION B
BAR006MAA-AAABAB | MOTOR BOILER FEED PUMP A2 PUMPS A
BAR006VDB-AA | TURNING GEAR B
BAR006VGA-AG | GAS TURBINE I&C A
BAR006MAB-ACAD | BFP IP DRUM FLOW SECTION BOILER FEED PUMP I&C B
BAR007VEA-ACAA | COOLING & SEALING AIR SYSTEM COOLING SYSTEM I&C A
BAR006VJC-AB | PIPING VALVES AND RELATED EQUIPMENT C
BAR006VJC-ADAA | WATER WASH PIPING AND VALVES I&C C
BAR007VEB-AC | COOLING SYSTEM I&C B
BAR007VAB-ABAB | INLET FILTER EVAPORATIVE PUMP #2 INLET COOLING B
BAR007VEB-AAAA | FANS COOLING AIR SYSTEM B
BAR007VGB-ABBJ | BLADES STAGE 16 ROTATING COMPRESSOR B
BAR006VBA-AEABAH | SWITCH A LUBE OIL HEADER HIGH TEMP ALARM 26QA1 LUBE OIL TANK FILTERS & PIPING I & C TANKS A
BAR006VKB-ABAA | STEAM INJECTION POWER AUGMENTATION WATER/STEAM INJECTION I&C B
BAR006VAB-AEABAD | SWITCH B GEAR/LOAD COMP AIR PRESSURE 63AG2 HEAT & VENT SYSTEM AIR AND GAS I&C B
BAR006VEB-ABABAB | BREAKER EXHAUST FRAME FAN #2 EXHAUST FRAME COOLING B
BAR007WGB-AE | HEADERS LINKS DRUMS & TANKS I&C B
BAR006HBC-AAABAB | FILTER MOTOR 62 COOLING TOWER MAKEUP PUMP #2 PUMPS C
BAR006SAC-AAABAA | COMPRESSOR COMPRESSOR #2 COMPRESSORS C
BAR006HCC-AAAAAB | COOLING TOWER BIOCIDE B PUMP PUMPS CHLORINATION C
BAR006LEC-AAAC | CONDENSATE I&C VALVES PIPING AND RELATED EQUIPMENT C
BAR006FDC-AAABAC | VALVE DISCHARGE HYDRAULIC FLUID CIRC. PUMP PUMPS C
BAR006FFC-ADAAAL | MOTOR VAPOR EXTRACTOR MOTOR NO.1 LUBE OIL TANK FILTERS & PIPING TANKS C
BAR006DDA-AAAAAFAB | TRANSMITTER A STOP/SPEED RATIO VALVE DIFF PRESS 96SR2 TRANSMITTERS GAS PIPING & VALVES HEADER TO FUEL GAS HEATER PIPING AND VALVES A
BAR007HDC-AAAAAF | PUMP CIRCULATING WATER PUMP #1 PUMPS C
BAR006LAC-AAACAD | THERMOCOUPLE CONDENSER TEMP CDTE003 INSTRUMENTS AND CONTROLS CONDENSER C
BAR006HCC-AAAAAFAD | VALVE ISOLATION DISCHARGE SCALE INHIBITOR METERING PUMP B PUMPS CHLORINATION C
BAR007LAC-ACAB | EXHAUST HOOD SPRAY & CONDENSER SPRAY CURTAIN PIPING AND VALVES C
BAR006VEA-AAAAAHAC | BREAKER LOAD COMPARTMENT COOLING AIR FAN 88VG2 FANS COOLING AIR SYSTEM A
BAR007SAC-AEAA | PIPING & VALVES INSTRUMENT AIR CONTROL AIR I&C C
BAR006WBB-AM | STEAM AUGMENTATION PIPING AND VALVES B
BAR006DDA-AAADAA | TRANSMITTER A GAS FUEL NOZZLE PRESS 96GC5 GAS REGULATING & SAFETY SHUTOFF VALVES A PIPING AND VALVES A
BAR007LEC-AAAA | CONDENSATE PIPING & VALVES FROM TANK TO HOTWELL VALVES PIPING AND RELATED EQUIPMENT C
BAR006WCA-AAAF | HRSG A HP TUBING I & C HP TUBING A
BAR006WCB-AAAD | TUBING SUPERHEATER #3 HP TUBING B
BAR006WGB-AE | HEADERS LINKS DRUMS & TANKS I&C B
BAR006EFB-ABAD | SWITCH B LOW GENERATOR CASING PRESSURE 63GK1 INSTRUMENTS AND CONTROLS B
BAR007EFB-AB | INSTRUMENTS AND CONTROLS B
BAR006HKC-AAABACAE | BREAKER COOLING TOWER FAN C CWCLC FANS FORCED DRAFT COOLING TOWER C
BAR007WJA-ABAE | VALVE HRSG A LP EVAP. BLOWDOWN MOV LPAMV266A HRSG A BLOWDOWN VALVES CONTINUOUS & INTERMITTENT A
BAR006MCB-AAAAAAAD | PUMP PHOSPHATE PUMP#2 HRSG B HP DRUM PHOSPHATE FEED PUMPS B
BAR006VGB-AAAAAE | VALVE SERVO VANES VARIABLE INLET GUIDE INLET BELLMOUTH B
BAR007MAA-AAABAJAAAC | MOTOR LUBE OIL PUMP LUBE OIL SKID A2 BOILER FEED PUMP A2 PUMPS A
BAR006WBB-ACAEAF | TRANSMITTER HR STEAM B PRESSURE HRBPT105 HOT REHEATER I & C HOT REHEAT PIPING AND VALVES B
BAR007MAA-ACABAB | ELEMENT HP A ATTEMP SPRAY WTR FLOW FWAFE002 BFP SUCTION SECTION BOILER FEED PUMP I&C A
BAR007WCB-AAACAC | THERMOCOUPLE GAS TEMP OUT OF SPRHTR NO. 2 BOILER B BLBTE302C TUBING SUPERHEATER #2 HP TUBING B
BAR007VDA-ABAB | INDICATOR LCI COOLER TEMPERATURE CLCTI014 THIS IS A SHARED COMPONENT WITH CT'S A&B STARTING SYSTEM AND TURNING GEAR I&C A
BAR006VGB-ABBF | BLADES STAGE 15 STATIONARY COMPRESSOR B
BAR007SAC-AEAAAK | TRANSMITTER INSTRUMENT AIR PRESSURE IAPT004 PIPING & VALVES INSTRUMENT AIR CONTROL AIR I&C C
BAR007WBB-ACAFAF | THERMOCOUPLE REHEAT B SPRAYWATER TEMP FWBTE410 HOT REHEAT SPRAY WATER I & C HOT REHEAT PIPING AND VALVES B
BAR007WBA-AEAC | VALVE 7A HP BYPASS SPRAY WATER CONTROL VLV DSHATV201 HP BYPASS PIPING AND VALVES A
BAR006WEB-AAAAAD | VALVE SUCTION ECONOMIZER RECIRCULATING PUMP #3B PUMPS B
BAR006VGB-AEAC | BUCKETS 1ST STAGE TURBINE B
BAR007WBA-AFAB | VALVE IP BYPASS DRAIN IPBMV180 IP BYPASS PIPING AND VALVES A
BAR007EAB-ABAB | SWITCH B COLLECTOR HSG VENT FILTER DIFF PRESS 63CF1 GENERATOR I&C B
BAR007VEA-AAAAADAB | MOTOR 88BL2 COOLING AIR FAN LUBE OIL SKID 88BL2 FANS COOLING AIR SYSTEM A
BAR006WJA-ABAB | VALVE HRSG A HP EVAP. BLOWDOWN MOV HPAMV066B HRSG A BLOWDOWN VALVES CONTINUOUS & INTERMITTENT A
BAR006WCA-ADAB | TUBING #2 REHEATER HRSG A REHEATER TUBING A
BAR007FHC-AAAAAA | MOTOR ST TURNING GEAR MOTOR TURNING GEAR TURNING GEAR C
BAR007WGA-AAAAAC | THERMOCOUPLE HP DRUM SKIN TEMP BOILER A BLATE095 DRUM HP DRUM A
BAR007ZAC-AAAAACAA | COMPUTER
BAR006PAA-ADAAAAAA | PUMP 2A SUMP PUMP WEST SUMP CT A AREA PUMPS A
BAR006PAC-AKAAADAE | VALVE SUCTION B STEAM TURBINE WASTE WATER PUMP STEAM TURBINE AREA SUMP PUMPS C
BAR007HBC-AAABAD | MOTOR CWMPU0037 COOLING TOWER MAKEUP PUMP #4 PUMPS C
BAR006WGB-AAAAAF | TRANSMITTER HP DRUM PRESSURE BOILER B BLBPT049 DRUM HP DRUM B
BAR006VKA-ABAAAR | TRANSMITTER B AUG STEAM FLOW 96AJ1 STEAM INJECTION POWER AUGMENTATION WATER/STEAM INJECTION I&C B
BAR007VCB-AAAAAB | BREAKER HYDRAULIC PUMP #1 PUMPS B
BAR007NDA-AAAAAL | ANALYZER LP ADMISSION STEAM HRSG A CONDUCTIVITY 100 WATER ANALYSIS ANALYZER PANEL INSTRUMENTS AND CONTROLS A
BAR007FFC-AAAAADAE | VALVE CHECK DISCHARGE LUBE OIL PUMP #2 LUBE OIL PUMPS PUMPS C
BAR007VBA-AAADAD | PUMP 88QA2 LUBE OIL #2 PUMP PUMPS A
BAR006WBA-AAAGAD | THERMOCOUPLE HP A SUPERHEAT ATTEMP OUT TEMP MSATE005 HRSG A HP ATTEMPERATOR SECTION I & C MAIN STEAM PIPING AND VALVES A
BAR006WBA-ABAGAL | THERMOCOUPLE COLD REHEAT STEAM TEMP CRATE150 INSTRUMENTS AND CONTROLS IP/COLD REHEAT PIPING AND VALVES A
BAR006WBA-AFAJAC | THERMOCOUPLE IP STEAM A BYP SPRAY WTR TEMP DSHATE003 HRSG A STEAM BYPASS SYSTEM IP I & C IP BYPASS PIPING AND VALVES A
BAR007VEA-ACAAAF | SWITCH A TURBINE SHELL EXH FRAME BLOWER DISC PRESS 63TK2 COOLING & SEALING AIR SYSTEM COOLING SYSTEM I&C A
BAR006WHB-ACAB | INTERCONNECTING PIPING & VALVES SKID TO BURNERS HRSG B GAS PIPING AND VALVES B
BAR006NDA-AAABAC | ANALYZER HP BOILER DRUM HRSG A CONDUCTIVITY 196 WATER ANALYSIS ANALYZER PANEL INSTRUMENTS AND CONTROLS A
BAR007HKC-AAAAAC | VALVE COOLING TOWER VALVE AB RISER CTRMV001 COOLING TOWER STRUCTURE AND BASIN FORCED DRAFT COOLING TOWER C
BAR007EAB-AAAK | FILTER BRUSH BOX AIR INTAKE GENERATOR GAS TURBINE B

## lo
UNIQUEID | DESCRIPTION
BAR006-ASA-HV-21002A | U6A HRSG POWER AUGMENTATION STEAM MANUAL SUPPLY ISOLATION VALVE
BAR006-ASA-MCMA-1AB | U6A HRSG POWER AUGMENTATION STEAM BLOCKING VALVE 480V BREAKER ASAMV100
BAR006-ASA-MCMA-1AJ | U6A HRSG POWER AUGMENTATION VENT VALVE 480V BREAKER ASAMV125
BAR006-ASA-MCMB-10B | U6B POWER AUGMENTATION STEAM BLOCKING VALVE 480V BREAKER ASBMV100
BAR006-ASA-PNV-21001A | U6A HRSG POWER AUGMENTATION PRESSURE CONTROL AIR OPERATED VALVE ASATV101
BAR006-ASA-STANDARD-01 | U6A HRSG POWER AUGMENTATION
BAR006-ASB-HV-22002B | U6B HRSG POWER AUGMENTATION STEAM MANUAL SUPPLY ISOLATION VALVE
BAR006-ASB-MCMB-10B | U6B COMBUSTION TURBINE POWER AUGMENTATION STEAM SUPPLY VALVE
BAR006-ASB-MCMB-10J | U6B HRSG POWER AUGMENTATION VENT VALVE 480V BREAKER ASBMV125
BAR006-ASB-MV-100 | U6B COMBUSTION TURBINE POWER AUGMENTATION STEAM SUPPLY VALVE
BAR006-ASB-PNV-21001B | U6B HRSG POWER AUGMENTATION PRESSURE CONTROL AIR OPERATED VALVE ASBTV101
BAR006-ASB-STANDARD-02 | U6B HRSG POWER AUGMENTATION
BAR006-BE-BKRQ-30014A | U6A COMBUSTION TURBINE TURBINE DEWPOINT SENSOR 120V BREAKER
BAR006-BE-BKRQ-30024B | U6B COMBUSTION TURBINE TURBINE DEWPOINT SENSOR 120V BREAKER
BAR006-BE-BW-88TK1A | U6A1 COMBUSTION TURBINE EXHAUST FRAME BLOWER
BAR006-BE-BW-88TK1B | U6B1 COMBUSTION TURBINE EXHAUST FRAME BLOWER
BAR006-BE-BW-88TK2A | U6A2 COMBUSTION TURBINE EXHAUST FRAME BLOWER
BAR006-BE-BW-88TK2B | U6B2 COMBUSTION TURBINE EXHAUST FRAME BLOWER
BAR006-BE-FN-3301A1 | U6A1 FLAME SCANNER COOLING FAN
BAR006-BE-FN-3301A2 | U6A2 FLAME SCANNER COOLING FAN
BAR006-BE-FN-33021B | U6B1 FLAME SCANNER COOLING FAN
BAR006-BE-FN-33022B | U6B2 FLAME SCANNER COOLING FAN
BAR006-BE-FN-88BN1A | U6A1 COMBUSTION TURBINE BEARING AREA COOLING FAN
BAR006-BE-FN-88BN1B | U6B1 COMBUSTION TURBINE BEARING AREA COOLING FAN
BAR006-BE-FN-88BN2A | U6A2 COMBUSTION TURBINE BEARING AREA COOLING FAN
BAR006-BE-FN-88BN2B | U6B2 COMBUSTION TURBINE BEARING AREA COOLING FAN
BAR006-BE-HV-115 | U6A COMBUSTION TURBINE FLAME SCANNER COOLING WATER SUPPLY VALVE
BAR006-BE-HV-133 | U6B COMBUSTION TURBINE FLAME SCANNER COOLING WATER RETURN VALVE
BAR006-BE-HV-137 | U6B COMBUSTION TURBINE FLAME SCANNER COOLING WATER SUPPLY VALVE
BAR006-BE-HV-199 | U6A COMBUSTION TURBINE FLAME SCANNER COOLING WATER RETURN VALVE
BAR006-BE-HV-33013A | U6A1 FLAME SCANNER COOLING FAN MANUAL DISCHARGE VALVE
BAR006-BE-HV-33014A | U6A2 FLAME SCANNER COOLING FAN MANUAL DISCHARGE VALVE
BAR006-BE-MCC1A-AC02FM | U6A1 COMBUSTION TURBINE EXHAUST FRAME BLOWER 480V BREAKER 88TK1
BAR006-BE-MCC1A-AC02RI | U6A2 COMBUSTION TURBINE TURBINE COMPARTMENT HEATERS 480V DISCONNECT HT3A HT3B
BAR006-BE-MCC1A-AC02RM | U6A1 COMBUSTION TURBINE BEARING AREA COOLING FAN 480V BREAKER 88BN1
BAR006-BE-MCC1B-AC02FF | U6B1 COMBUSTION TURBINE TURBINE COMPARTMENT COOLING AIR FAN 480V BREAKER 88BT1
BAR006-BE-MCC1B-AC02FM | U6B1 COMBUSTION TURBINE EXHAUST FRAME BLOWER 480V BREAKER 88TK1
BAR006-BE-MCC1B-AC02RI | U6B COMBUSTION TURBINE TURBINE COMPARTMENT HEATERS 480V DISCONNECT HT3A HT3B
BAR006-BE-MCC1B-AC02RM | U6B2 COMBUSTION TURBINE BEARING AREA BLOWER 480V BREAKER 88BN2
BAR006-BE-MCC2A-AC02FF | U6A2 COMBUSTION TURBINE TURBINE COMPARTMENT COOLING AIR FAN 480V BREAKER 88BT2
BAR006-BE-MCC2A-AC02FM | U6A2 COMBUSTION TURBINE EXHAUST FRAME BLOWER 480V BREAKER 88TK2
BAR006-BE-MCC2A-AC02RM | U6A2 COMBUSTION TURBINE BEARING AREA COOLING FAN 480V BREAKER 88BN2
BAR006-BE-MCC2B-AC02FF | U6B2 COMBUSTION TURBINE TURBINE COMPARTMENT COOLING AIR FAN 480V BREAKER 88BT2
BAR006-BE-MCC2B-AC02FM | U6B2 COMBUSTION TURBINE EXHAUST FRAME BLOWER 480V BREAKER 88TK2
BAR006-BE-MCC2B-AC02RM | U6B1 COMBUSTION TURBINE BEARING AREA BLOWER 480V BREAKER 88BN1
BAR006-BE-MCC2B-AC02RM | U6B1 COMBUSTION TURBINE BEARING AREA BLOWER 480V BREAKER 88BN1
BAR006-BE-MCMA-3C | U6A1 FLAME SCANNER COOLING FAN 480V DISCONNECT
BAR006-BE-MCMA-3D | U6A2 FLAME SCANNER COOLING FAN 480V DISCONNECT
BAR006-BE-MCMB-3C | U6B1 FLAME SCANNER COOLING FAN 480V DISCONNECT
BAR006-BE-MCMB-3D | U6B2 FLAME SCANNER COOLING FAN 480V DISCONNECT
BAR006-BE-STANDARD-01 | U6A COMBUSTION TURBINE VENTILATION SYSTEM
BAR006-BE-STANDARD-02 | U6B COMBUSTION TURBINE VENTILATION SYSTEM
BAR006-BE-STANDARD-02 | U7B COMBUSTION TURBINE FLAME SCANNER COOLING WATER DRAIN
BAR006-BE-STANDARD-02 | U7B COMBUSTION TURBINE VENTILATION SYSTEM
BAR006-CD-HV-102 | U63A ECONOMIZER RECIRCULATING PUMP COOLING WATER OUTLET VALVE
BAR006-CD-HV-103 | U63A ECONOMIZER RECIRCULATING PUMP COOLING WATER INLET VALVE
BAR006-CD-HV-28 | U64B ECONOMIZER RECIRCULATING PUMP DISCHARGE VALVE
BAR006-CD-HV-29 | U63B ECONOMIZER RECIRCULATING PUMP DISCHARGE VALVE
BAR006-CD-HV-311 | U61 CONDENSATE PUMP SUCTION VALVE
BAR006-CD-HV-312 | U61 CONDENSATE PUMP DISCHARGE VALVE
BAR006-CD-HV-321 | U62 CONDENSATE PUMP SUCTION VALVE
BAR006-CD-HV-322 | U62 CONDENSATE PUMP DISCHARGE VALVE
BAR006-CD-HV-35C | U63B ECONOMIZER RECIRCULATING PUMP DRAIN VALVE
BAR006-CD-HV-35D | U64B ECONOMIZER RECIRCULATING PUMP DRAIN VALVE
BAR006-CD-HV-399 | U61 VACUUM PUMP SEAL WATER MAKEUP VALVE
BAR006-CD-HV-400 | U62 VACUUM PUMP SEAL WATER MAKEUP VALVE
BAR006-CD-HV-48 | U64A ECONOMIZER RECIRCULATING PUMP DISCHARGE VALVE
BAR006-CD-HV-49 | U63A ECONOMIZER RECIRCULATING PUMP DISCHARGE VALVE
BAR006-CD-HV-55C | U63A ECONOMIZER RECIRCULATING PUMP DRAIN VALVE
BAR006-CD-HV-55D | U64A ECONOMIZER RECIRCULATING PUMP DRAIN VALVE
BAR006-CD-HV-66 | U64B ECONOMIZER RECIRCULATING PUMP SUCTION VALVE
BAR006-CD-HV-67 | U63B ECONOMIZER RECIRCULATING PUMP SUCTION VALVE
BAR006-CD-HV-86 | U64A ECONOMIZER RECIRCULATING PUMP SUCTION VALVE
BAR006-CD-HV-87 | U63A ECONOMIZER RECIRCULATING PUMP SUCTION VALVE
BAR006-CD-MCMA-5C | U63A ECONOMIZER RECIRCULATING PUMP 480V DISCONNECT
BAR006-CD-MCMA-6C | U64A ECONOMIZER RECIRCULATING PUMP 480V DISCONNECT
BAR006-CD-MCMB-6B | U63B ECONOMIZER RECIRCULATING PUMP 480V DISCONNECT
BAR006-CD-MCMB-7A | U64B ECONOMIZER RECIRCULATING PUMP 480V DISCONNECT
BAR006-CD-MCMBCT-5A | U6CONDENSATE MAKEUP PUMP 480V BREAKER
BAR006-CD-MV-284A | U6A HRSG CONDENSATE ISOLATION VALVE
BAR006-CD-MV-284B | U6B HRSG CONDENSATE ISOLATION VALVE CDBMV284
BAR006-CD-PBQP00B-42 | U6CONDENSATE MOTOR HEATER 120V DISCONNECT 1&2
BAR006-CD-PBQP00B-42 | U62 CONDENSATE PUMP 4160V MOTOR HEATER 120V DISCONNECT
BAR006-CD-PU-001 | U61 CONDENSATE PUMP
BAR006-CD-PU-002 | U62 CONDENSATE PUMP
BAR006-CD-PU-003A | U63A ECONOMIZER RECIRCULATING PUMP
BAR006-CD-PU-003B | U63B ECONOMIZER RECIRCULATING PUMP
BAR006-CD-PU-004A | U64A ECONOMIZER RECIRCULATING PUMP
BAR006-CD-PU-004B | U64B ECONOMIZER RECIRCULATING PUMP
BAR006-CD-SGJA-10FT | U61 CONDENSATE PUMP 4160V BREAKER
BAR006-CD-SGJA-10RT | U62 CONDENSATE PUMP 4160V BREAKER
BAR006-CD-SWDC-SGJA10FT | U61 CONDENSATE PUMP 4160V BREAKER DC SWITCH
BAR006-CD-SWDC-SGJA10RT | U62 CONDENSATE PUMP 4160V BREAKER DC SWITCH
BAR006-CDA-MCMA-9F | U6A HRSG CONDENSATE BLOCK VALVE 480V BREAKER CDAMV284
BAR006-CDB-MCMB-9F | U6B HRSG CONDENSATE BLOCK VALVE 480V BREAKER CDBMV284
BAR006-CDM-HV-403 | U6CONDENSATE MAKEUP PUMP RECIRCULATION VALVE
BAR006-CDM-HV-410 | U6CONDENSATE MAKEUP PUMP SUCTION VALVE
BAR006-CDM-HV-412 | U6CONDENSATE MAKEUP PUMP DISCHARGE VALVE
BAR006-CDM-HV-41A | U6CONDENSATE MAKEUP PUMP DRAIN VALVE
BAR006-CDM-HV-511 | U6CONDENSATE MAKEUP PUMP SUPPLY VALVE TO UNIT 6
BAR006-CDM-HV-521 | U6CONDENSATE MAKEUP PUMP SUPPLY VALVE AT HOTWELL
BAR006-CDM-HV-531 | U6CONDENSER HOTWELL CONDENSATE MAKEUP WATER ROOT VALVE
BAR006-CDM-HV-54 | U6CONDENSER HOTWELL CONDENSATE MAKEUP WATER SUPPLY VALVE
BAR006-CDM-PU-001 | U6CONDENSATE MAKEUP PUMP
BAR006-CLC-HV-001 | U61 CLOSED LOOP HEAT EXCHANGER VENT VALVE
BAR006-CLC-HV-002 | U62 CLOSED LOOP HEAT EXCHANGER VENT VALVE
BAR006-CLC-HV-003 | U61 CLOSED LOOP COOLING WATER PUMP SUCTION VALVE
BAR006-CLC-HV-004 | U62 CLOSED LOOP COOLING WATER PUMP SUCTION VALVE
BAR006-CLC-HV-005 | U61 CLOSED LOOP COOLING WATER PUMP DISCHARGE VALVE
BAR006-CLC-HV-006 | U62 CLOSED LOOP COOLING WATER PUMP DISCHARGE VALVE
BAR006-CLC-HV-031 | U61 CLOSED LOOP HEAT EXCHANGER DRAIN VALVE
BAR006-CLC-HV-035 | U61 CLOSED LOOP COOLING WATER PUMP DRAIN VALVE
BAR006-CLC-HV-09 | U6STEAM TURBINE LUBE OIL COOLING WATER INLET SUPPLY ISOLATION VALVE
BAR006-CLC-HV-10 | U6STEAM TURBINE LUBE OIL COOLING WATER OUTLET RETURN ISOLATION VALVE
BAR006-CLC-HV-100 | U64A ECONOMIZER RECIRCULATING PUMP COOLING WATER OUTLET VALVE
BAR006-CLC-HV-101 | U64A ECONOMIZER RECIRCULATING PUMP COOLING WATER INLET VALVE
BAR006-CLC-HV-113A | U6A COMBUSTION TURBINE LUBE OIL COOLING WATER INLET SUPPLY DRAIN VALVE
BAR006-CLC-HV-142B | U6B COMBUSTION TURBINE LUBE OIL COOLING WATER INLET SUPPLY DRAIN VALVE
BAR006-CLC-HV-156 | U63B ECONOMIZER RECIRCULATING PUMP COOLING WATER INLET VALVE
BAR006-CLC-HV-157 | U63B ECONOMIZER RECIRCULATING PUMP COOLING WATER OUTLET VALVE
BAR006-CLC-HV-158 | U64B ECONOMIZER RECIRCULATING PUMP COOLING WATER INLET VALVE
BAR006-CLC-HV-159 | U64B ECONOMIZER RECIRCULATING PUMP COOLING WATER OUTLET VALVE
BAR006-CLC-HV-21 | U6A COMBUSTION TURBINE LUBE OIL COOLING WATER INLET SUPPLY ISOLATION VALVE AT HEAT EXCHANGERS
BAR006-CLC-HV-22 | U6A COMBUSTION TURBINE LUBE OIL COOLING WATER OUTLET RETURN ISOLATION VALVE AT HEAT EXCHANGERS
BAR006-CLC-HV-25 | U6B COMBUSTION TURBINE LUBE OIL COOLING WATER OUTLET RETURN ISOLATION VALVE AT HEAT EXCHANGERS
BAR006-CLC-HV-252 | U6STEAM TURBINE LUBE OIL COOLING WATER EAST INLET SUPPLY VALVE AT HEAT EXCHANGERS
BAR006-CLC-HV-253 | U6STEAM TURBINE LUBE OIL COOLING WATER EAST OUTLET RETURN VALVE AT HEAT EXCHANGERS
BAR006-CLC-HV-254 | U6STEAM TURBINE LUBE OIL COOLING WATER WEST INLET SUPPLY VALVE AT HEAT EXCHANGERS
BAR006-CLC-HV-255 | U6STEAM TURBINE LUBE OIL COOLING WATER WEST OUTLET RETURN VALVE AT HEAT EXCHANGERS
BAR006-CLC-HV-26 | U6B COMBUSTION TURBINE LUBE OIL COOLING WATER INLET SUPPLY ISOLATION VALVE AT HEAT EXCHANGERS
BAR006-CLC-HV-32 | U62 CLOSED LOOP HEAT EXCHANGER DRAIN VALVE
BAR006-CLC-HV-36 | U62 CLOSED LOOP COOLING WATER PUMP DRAIN VALVE
BAR006-CLC-HV-49 | U6STEAM TURBINE LUBE OIL COOLING WATER INLET SUPPLY DRAIN VALVE
BAR006-CLC-HV-51 | U6STEAM TURBINE LUBE OIL COOLING WATER OUTLET RETURN DRAIN VALVE
BAR006-CLC-HV-610013A | U6A COMBUSTION TURBINE LUBE OIL COOLING WATER INLET SUPPLY DRAIN VALVE AT HEAT EXCHANGERS
BAR006-CLC-HV-610021A | U6A COMBUSTION TURBINE LUBE OIL COOLING WATER INLET SUPPLY ROOT VALVE AT HEAT EXCHANGERS
BAR006-CLC-HV-610022A | U6A COMBUSTION TURBINE LUBE OIL COOLING WATER OUTLET RETURN ROOT VALVEAT HEAT EXCHANGERS
BAR006-CLC-HV-610025B | U6B COMBUSTION TURBINE LUBE OIL COOLING WATER OUTLET RETURN ROOT VALVE AT HEAT EXCHANGERS
BAR006-CLC-HV-610026B | U6B COMBUSTION TURBINE LUBE OIL COOLING WATER INLET SUPPLY ROOT VALVE AT HEAT EXCHANGERS
BAR006-CLC-HV-610042B | U6B COMBUSTION TURBINE LUBE OIL COOLING WATER INLET SUPPLY DRAIN VALVE AT HEAT EXCHANGERS
BAR006-CLC-HV-95 | U62 CLOSED LOOP COOLING WATER PUMP VENT VALVE
BAR006-CLC-HV-95A | U61 CLOSED LOOP COOLING WATER PUMP VENT VALVE
BAR006-CLC-HX-001 | U61 CLOSED LOOP HEAT EXCHANGER
BAR006-CLC-HX-002 | U62 CLOSED LOOP HEAT EXCHANGER
BAR006-CLC-HX-004 | U6STEAM TURBINE LUBE OIL COOLERS EAST & WEST
BAR006-CLC-PBQP00B-31 | U6CLOSED LOOP COOLING WATER PUMP MOTOR HEATER 120V DISCONNECT 1&2
BAR006-CLC-PU-001 | U61 CLOSED LOOP COOLING WATER PUMP
BAR006-CLC-PU-002 | U62 CLOSED LOOP COOLING WATER PUMP
BAR006-CLC-SGJ-002 | U62 CLOSED LOOP COOLING WATER PUMP 4160V BREAKER DC SWITCH
BAR006-CLC-SGJ-11FT | U61 CLOSED LOOP COOLING WATER PUMP 4160V BREAKER
BAR006-CLC-SGJ-11RT | U62 CLOSED LOOP COOLING WATER PUMP 4160V BREAKER
BAR006-CLC-SWDC-SGJA11FT | U61 CLOSED LOOP COOLING WATER PUMP 4160V BREAKER DC SWITCH
BAR006-CTR-HV-60041 | U6COOLING TOWER HOT LEG BLOW DOWN BYPASS VALVE
BAR006-CTR-HV-60042 | U6COOLING TOWER BLOW DOWN TIE VALVE
BAR006-CTR-MCCA-1C | U6COOLING TOWER CELLS A&B RISER VALVE 480V BREAKER CTRMV001
BAR006-CTR-MCCA-2C | U6COOLING TOWER CELLS C&D RISER VALVE 480V BREAKER CTRMV002
BAR006-CTR-MCMACT-1E | U6A COOLING TOWER FAN 480V BREAKER
BAR006-CTR-MCMACT-2E | U6C COOLING TOWER FAN 480V BREAKER
BAR006-CTR-MCMACT-3C | U6COOLING TOWER CELLS E&F RISER VALVE 480V BREAKER CTRMV003
BAR006-CTR-MCMACT-3E | U6E COOLING TOWER FAN 480V BREAKER
BAR006-CTR-MCMACT-4E | U6G COOLING TOWER FAN 480V BREAKER
BAR006-CTR-MCMACT-5E | U6J COOLING TOWER FAN 480V BREAKER
BAR006-CTR-MCMBCT-1E | U6B COOLING TOWER FAN 480V BREAKER
BAR006-CTR-MCMBCT-2C | U6COOLING TOWER CELLS J&K RISER VALVE 480V BREAKER CTRMV005
BAR006-CTR-MCMBCT-2E | U6D COOLING TOWER FAN 480V BREAKER
BAR006-CTR-MCMBCT-3C | U6COOLING TOWER HOT LEG BLOW DOWN VALVE
BAR006-CTR-MCMBCT-3E | U6F COOLING TOWER FAN 480V BREAKER
BAR006-CTR-MCMBCT-4B | U6COOLING TOWER CELLS G&H RISER VALVE 480V BREAKER CTRMV004
BAR006-CTR-MCMBCT-4E | U6H COOLING TOWER FAN 480V BREAKER
BAR006-CTR-MCMBCT-5E | U6K COOLING TOWER FAN 480V BREAKER
BAR006-CTR-SGJA-03B | U6COOLING TOWER MCCB TRANSFORMER FEED 4160V ACB BREAKER
BAR006-CTR-SGJA-03T | U6COOLING TOWER MCCA TRANSFORMER FEED 4160V ACB BREAKER
BAR006-CTR-SWDC-SGJA03B | U6COOLING TOWER MCCB TRANSFORMER FEED 4160V ACB BREAKER DC SWITCH
BAR006-CTR-SWDC-SGJA03T | U6COOLING TOWER MCCA TRANSFORMER FEED 4160V ACB BREAKER DC SWITCH
BAR006-CW-BKRJ-6001 | U6COOLING TOWER MCC A TRANSFORMER FEED BREAKER
BAR006-CW-BKRJ-6002 | U6COOLING TOWER MCC B TRANSFORMER FEED BREAKER
BAR006-CW-CD-001 | U6CONDENSER WATER BOX
BAR006-CW-CL-6100 | U6COOLING TOWER
BAR006-CW-FN-6000A | U6A COOLING TOWER FAN
BAR006-CW-FN-6000B | U6B COOLING TOWER FAN
BAR006-CW-FN-6000C | U6C COOLING TOWER FAN
BAR006-CW-FN-6000D | U6D COOLING TOWER FAN
BAR006-CW-FN-6000E | U6E COOLING TOWER FAN
BAR006-CW-FN-6000F | U6F COOLING TOWER FAN
BAR006-CW-FN-6000G | U6G COOLING TOWER FAN
BAR006-CW-FN-6000H | U6H COOLING TOWER FAN
BAR006-CW-FN-6000J | U6J COOLING TOWER FAN
BAR006-CW-FN-6000K | U6K COOLING TOWER FAN
BAR006-CW-HV-004 | U6CONDENSER WATER BOX NORTH DRAIN VALVE
BAR006-CW-HV-005 | U6CONDENSER WATER BOX SOUTH DRAIN VALVE
BAR006-CW-HV-371 | U61 VACUUM PUMP COOLING WATER INLET VALVE
BAR006-CW-HV-374 | U62 VACUUM PUMP COOLING WATER INLET VALVE
BAR006-CW-HV-37C | U62 VACUUM PUMP COOLING WATER DRAIN VALVE
BAR006-CW-HV-381 | U61 VACUUM PUMP COOLING WATER OUTLET VALVE
BAR006-CW-HV-382 | U62 VACUUM PUMP COOLING WATER OUTLET VALVE
BAR006-CW-HV-38A | U61 VACUUM PUMP COOLING WATER DRAIN VALVE
BAR006-CW-HV-53 | U61 CLOSED LOOP HEAT EXCHANGER CIRCULATING WATER INLET VALVE
BAR006-CW-HV-54 | U61 CLOSED LOOP HEAT EXCHANGER CIRCULATING WATER OUTLET VALVE
BAR006-CW-HV-55 | U61 CLOSED LOOP HEAT EXCHANGER CIRCULATING WATER OUTLET BYPASS VALVE
BAR006-CW-HV-56 | U61 CLOSED LOOP HEAT EXCHANGER CIRCULATING WATER INLET BYPASS VALVE
BAR006-CW-HV-57 | U62 CLOSED LOOP HEAT EXCHANGER CIRCULATING WATER INLET VALVE
BAR006-CW-HV-58 | U62 CLOSED LOOP HEAT EXCHANGER CIRCULATING WATER OUTLET VALVE
BAR006-CW-HV-59 | U62 CLOSED LOOP HEAT EXCHANGER CIRCULATING WATER OUTLET BYPASS VALVE
BAR006-CW-HV-60 | U62 CLOSED LOOP HEAT EXCHANGER CIRCULATING WATER INLET BYPASS VALVE
BAR006-CW-MCMACT-1B | U61 CIRCULATING WATER PUMP DISCHARGE MOTOR OPERATED VALVE 480V DISCONNECT
BAR006-CW-MCMBCT-1B | U62 CIRCULATING WATER PUMP DISCHARGE MOTOR OPERATED VALVE 480V DISCONNECT
BAR006-CW-MV-001 | U6COOLING TOWER CELLS A&B RISER VALVE
BAR006-CW-MV-002 | U6COOLING TOWER CELLS C&D RISER VALVE
BAR006-CW-MV-003 | U6COOLING TOWER CELLS E&F RISER VALVE
BAR006-CW-MV-004 | U6COOLING TOWER CELLS G&H RISER VALVE
BAR006-CW-MV-005 | U6COOLING TOWER CELLS J&K RISER VALVE
BAR006-CW-PBQP00B-27 | U6CIRCULATING WATER PUMPS 4160V MOTOR HEATERS 120V DISCONNECT 1&2
BAR006-CW-PU-001 | U61 CIRCULATING WATER PUMP
BAR006-CW-PU-002 | U62 CIRCULATING WATER PUMP
BAR006-CW-SGJA-10FB | U61 CIRCULATING WATER PUMP 4160V ACB BREAKER
BAR006-CW-SGJA-10RB | U62 CIRCULATING WATER PUMP 4160V ACB BREAKER
BAR006-CW-SWDC-SGJA10FB | U61 CIRCULATING WATER PUMP 4160V ACB BREAKER DC SWITCH
BAR006-CW-SWDC-SGJA10RB | U62 CIRCULATING WATER PUMP 4160V ACB BREAKER DC SWITCH
BAR006-CWM-FV-001 | U6COOLING TOWER MAKEUP VALVE
BAR006-CWM-HV-01 | U6COOLING TOWER MAKEUP SUPPLY VALVE
BAR006-CWM-HV-02 | U6COOLING TOWER MAKEUP BYPASS VALVE
BAR006-CWM-HV-6059 | U6COOLING TOWER MAKEUP TIE VALVE LOCATED AT NORTH EAST CORNER
BAR006-CWM-MCJB-02B | U62 COOLING TOWER MAKEUP PUMP 4160V BREAKER
BAR006-CWM-MCJB-02T | U61 COOLING TOWER MAKEUP PUMP 4160V BREAKER
BAR006-CWM-PBQP00K-5 | U6COOLING TOWER MAKEUP PUMPS MOTOR HEATERS 120V DISCONNECT 1&2
BAR006-CWM-PU-001 | U61 COOLING TOWER MAKEUP PUMP
BAR006-CWM-PU-002 | U62 COOLING TOWER MAKEUP PUMP
BAR006-CWM-STANDARD-01 | U67COOLING TOWER MAKEUP PUMPS
BAR006-CWM-SWDC-MCJB02B | U62 COOLING TOWER MAKEUP PUMP 4160V BREAKER DC SWITCH
BAR006-CWM-SWDC-MCJB02T | U61 COOLING TOWER MAKEUP PUMP 4160V BREAKER DC SWITCH
BAR006-DD-STANDARD-01 | U6A COMBUSTION TURBINE NATURAL GAS SYSTEM
BAR006-DD-STANDARD-03 | U6B COMBUSTION TURBINE NATURAL GAS SYSTEM
BAR006-DD-STANDARD-04 | U6B HRSG DUCT BURNER NATURAL GAS SUPPLY
BAR006-DD-STANDARD-05 | U6A DUCT BURNER NATURAL GAS
BAR006-DD-STANDARD-06 | U6B DUCT BURNER NATURAL GAS
BAR006-DSHA-HV-220 | U6A POWER AUGMENTATION SPRAY WATER MANUAL ISOLATION VALVE
BAR006-DSHA-PNV-301 | U6A HRSG POWER AUGMENTATION SPRAY WATER AUTO VALVE AIR SUPPLY VALVE
BAR006-DSHB-MV-220 | U6B POWER AUGMENTATION SPRAY WATER MANUAL ISOLATION VALVE
BAR006-DSHB-TV-301 | U6B HRSG POWER AUGMENTATION SPRAY WATER AUTO VALVE AIR SUPPLY VALVE
BAR006-E-BKRJ-3014 | U6COMBUSTION TURBINE LCI TRANSFORMER FEED BREAKER
BAR006-E-PBMCCA-120-8 | U6A COMBUSTION TURBINE ISOPUR FILTER PUMP 120V BREAKER
BAR006-EA-DSC-30005 | U6STEAM TURBINE GENERATOR FIELD GROUND DETECTION KNIFE SWITCH
BAR006-EA-DSC-30011A | U6A COMBUSTION TURBINE GENERATOR FIELD GROUND 120V KNIFE SWITCH
BAR006-EA-DSC-3001809 | U6A COMBUSTION TURBINE GENERATOR MOTOR OPERATED DISCONNECT 809
BAR006-EA-DSC-7000817 | U6STEAM TURBINE GENERATOR BREAKER 817 DISCONNECT
BAR006-EA-DSC-7002805 | U6B COMBUSTION TURBINE GENERATOR DISCONNECT 805
BAR006-EA-FBMQ-70002 | U6STEAM TURBINE GENERATOR VT2 SECONDARY POTENTIAL TRANSFORMER FUSES
BAR006-EA-FBMQ-70003 | U6STEAM TURBINE GENERATOR VT3 SECONDARY PT FUSES
BAR006-EA-FBMQ-70012A | U6A COMBUSTION TURBINE POTENTIAL TRANSFORMER TRANSFORMER VT2 SECONDARY 120V FUSES
BAR006-EA-FBMQ-70013A | U6A COMBUSTION TURBINE POTENTIAL TRANSFORMER TRANSFORMER VT3 SECONDARY 120V FUSES
BAR006-EA-FBMQ-70022B | U6B COMBUSTION TURBINE POTENTIAL TRANSFORMER TRANSFORMER VT2 SECONDARY 120V FUSES
BAR006-EA-FBMQ-70023B | U6B COMBUSTION TURBINE POTENTIAL TRANSFORMER TRANSFORMER VT3 SECONDARY 120V FUSES
BAR006-EA-GEN-3700ACT | U6A COMBUSTION TURBINE GENERATOR
BAR006-EA-GEN-3700BCT | U6B COMBUSTION TURBINE GENERATOR
BAR006-EA-GEN-3700ST | U6STEAM TURBINE GENERATOR
BAR006-EA-GND-3000A | U6A COMBUSTION TURBINE GENERATOR PHASE 1 TO GROUND
BAR006-EA-GND-3000B | U6B COMBUSTION TURBINE GENERATOR PHASE 1 TO GROUND
BAR006-EA-GND-3000ST | U6STEAM TURBINE GENERATOR PHASE 1 TO GROUND
BAR006-EA-GND-3001A | U6A COMBUSTION TURBINE GENERATOR PHASE 1 TO PHASE 2 GROUND
BAR006-EA-GND-3001B | U6B COMBUSTION TURBINE GENERATOR PHASE 1 TO PHASE 2 GROUND
BAR006-EA-GND-3001ST | U6STEAM TURBINE GENERATOR PHASE 1 TO PHASE 2 GROUND
BAR006-EA-GND-3002A | U6A COMBUSTION TURBINE GENERATOR PHASE 2 TO PHASE 3 GROUND
BAR006-EA-GND-3002B | U6B COMBUSTION TURBINE GENERATOR PHASE 2 TO PHASE 3 GROUND
BAR006-EA-GND-3002ST | U6STEAM TURBINE GENERATOR PHASE 2 TO PHASE 3 GROUND
BAR006-EA-KBRQ-300220 | U6B COMBUSTION TURBINE GENERATOR FIELD GROUND BREAKER 120V
BAR006-EA-PBQA-7025-13 | U6A COMBUSTION TURBINE GENERATOR LCI 89SS1 120V BREAKER
BAR006-EA-PBQB-7025-13 | U6B COMBUSTION TURBINE GENERATOR LCI 89SS2 120V BREAKER
BAR006-EA-SGJA-01T | U6COMBUSTION TURBINE LCI TRANSFORMER FEED 4160V ACB BREAKER
BAR006-EA-SGJA-02T | U6A COMBUSTION TURBINE EXCITER TRANSFORMER 4160V ACB BREAKER
BAR006-EA-SWDC-SGJA01T | U6COMBUSTION TURBINE LCI TRANSFORMER FEED 4160V ACB BREAKER DC SWITCH
BAR006-EA-SWDC-SGJA02T | U6A COMBUSTION TURBINE EXCITER TRANSFORMER 4160V ACB BREAKER DC SWITCH
BAR006-EA-TBB-8-701A | U6A COMBUSTION TURBINE GENERATOR NEUTRAL TRANSFORMER SECONDARY LINK TBB8 WIRE 701
BAR006-EA-TBB-8-701B | U6B COMBUSTION TURBINE GENERATOR NEUTRAL TRANSFORMER SECONDARY LINK TBB8 WIRE 701
BAR006-EA-TBB-9-700A | U6A COMBUSTION TURBINE GENERATOR NEUTRAL TRANSFORMER SECONDARY LINK TBB9 WIRE 700
BAR006-EA-TBB-9-700B | U6B COMBUSTION TURBINE GENERATOR NEUTRAL TRANSFORMER SECONDARY LINK TBB9 WIRE 700
BAR006-EA-TBD-3-701 | U6STEAM TURBINE GENERATOR NEUTRAL TRANSFORMER SECONDARY WIRE ON TBD3 WIRE 701
BAR006-EA-TBD-4-700 | U6STEAM TURBINE GENERATOR NEUTRAL TRANSFORMER SECONDARY WIRE ON TBD4 WIRE 700
BAR006-EA-TRBJ-70006 | U6STATION SERVICE TRANSFORMER 230/4160 KV PT FUSES
BAR006-EA-TRBJ-70007 | U7RESERVE STATION SERVICE TRANSFORMER 230/4.16 KV POTENTIAL TRANSFORMER FUSES
BAR006-EB-BKRJ-3015 | U6STEAM TURBINE EX2100E TRANSFORMER FEED BREAKER
BAR006-EB-SGJA-01B | U6STEAM TURBINE EX2100E EXCITATION TRANSFORMER FEED 4160V ACB BREAKER
BAR006-EB-SGJA-02B | U6B COMBUSTION TURBINE EX2100E EXCITATION TRANSFORMER FEED 4160V ACB BREAKER
BAR006-EB-SGJA-1B | U6STEAM TURBINE GENERATOR EX2100E EXCITATION TRANSFORMER FEED 4160V ACB BREAKER
BAR006-EB-SWDC-SGJA01B | U6STEAM TURBINE GENERATOR EX2100E EXCITATION TRANSFORMER FEED 4160V ACB BREAKER DC SWITCH
BAR006-EB-SWDC-SGJA01B | U6STEAM TURBINE EX2100E EXCITATION TRANSFORMER FEED 4160V ACB BREAKER DC SWITCH
BAR006-EB-SWDC-SGJA02B | U6B COMBUSTION TURBINE EX2100E EXCITATION TRANSFORMER FEED 4160V ACB BREAKER DC SWITCH
BAR006-EC-MCC1A-DC03FM | U6A COMBUSTION TURBINE EMERGENCY SEAL OIL PUMP 125V MCB DC BREAKER 88ES1
BAR006-EC-MCC1B-DC03FM | U6B COMBUSTION TURBINE EMERGENCY SEAL OIL PUMP 125V MCB DC BREAKER 88ES1
BAR006-EC-MCC2A-AC02RI | U6A COMBUSTION TURBINE AUXILIARY SEAL OIL PUMP 480V BREAKER 88QS1
BAR006-EC-MCC2B-AC02RI | U6B COMBUSTION TURBINE AUXILIARY SEAL OIL PUMP 480V BREAKER 88QS1
BAR006-EC-STANDARD-01 | U6A COMBUSTION TURBINE SEAL OIL SYSTEM
BAR006-EC-STANDARD-02 | U6B COMBUSTION TURBINE SEAL OIL SYSTEM
BAR006-EC-VL-103A | U6A COMBUSTION TURBINE SEAL OIL VALVE BEFORE REGULATOR
BAR006-EC-VL-103B | U6B COMBUSTION TURBINE SEAL OIL VALVE BEFORE REGULATOR
BAR006-EC-VL-104A | U6A COMBUSTION TURBINE SEAL OIL REGULATOR BYPASS
BAR006-EC-VL-104B | U6B COMBUSTION TURBINE SEAL OIL REGULATOR BYPASS VALVE
BAR006-EC-VL-105A | U6A COMBUSTION TURBINE SEAL OIL VALVE AFTER REGULATOR
BAR006-EC-VL-105B | U6B COMBUSTION TURBINE SEAL OIL VALVE AFTER REGULATOR
BAR006-EC-VL-3402 | U6STEAM TURBINE SEAL OIL VALVE AFTER REGULATOR
BAR006-EC-VL-3434 | U6STEAM TURBINE SEAL OIL VALVE BEFORE REGULATOR
BAR006-EC-XV-3050 | U6STEAM TURBINE SEAL OIL REGULATOR
BAR006-ED-DSC- | U7STEAM TURBINE DISCONNECT 847
BAR006-EF-HV-58 | U6A COMBUSTION TURBINE GENERATOR CO2 VENT VALVE
BAR006-EF-HV-58 | U6B COMBUSTION TURBINE GENERATOR CO2 VENT VALVE
BAR006-EF-HV-CG04 | U6B COMBUSTION TURBINE GENERATOR CO2 SUPPLY VALVE 2 UP STREAM OF NORMAL ISOLATION VALVE
BAR006-EF-HV-CG05 | U6B COMBUSTION TURBINE GENERATOR CO2 SUPPLY VALVE 1 UP STREAM OF NORMAL ISOLATION VALVE
BAR006-EF-HV-CG06 | U6B COMBUSTION TURBINE GENERATOR CO2 NORMAL SUPPLY ISOLATION VALVE
BAR006-EF-HV-CG07 | U6A COMBUSTION TURBINE GENERATOR CO2 SUPPLY VALVE 2 UP STREAM OF NORMAL ISOLATION VALVE
BAR006-EF-HV-CG08 | U6A COMBUSTION TURBINE GENERATOR CO2 SUPPLY VALVE 1 UP STREAM OF NORMAL ISOLATION VALVE
BAR006-EF-HV-HG12 | U6STEAM TURBINE HYDROGEN SUPPLY NORMAL ISOLATION VALVE
BAR006-EF-PLGM-3901A | U6A COMBUSTION TURBINE HYDROGEN SUPPLY LINE BLANK
BAR006-EF-PLGM-3901B | U6B COMBUSTION TURBINE HYDROGEN SUPPLY LINE BLANK
BAR006-EF-PLGM-3901ST | U6STEAM TURBINE GENERATOR HYDROGEN SUPPLY LINE BLANK
BAR006-EF-SPP-SP4 | U6B COMBUSTION TURBINE GENERATOR CO2 SPOOL PIECE
BAR006-EF-STANDARD-01 | U6A COMBUSTION TURBINE GENERATOR CO2 SUPPLY
BAR006-EF-STANDARD-02 | U6A COMBUSTION TURBINE GENERATOR HYDROGEN SUPPLY
BAR006-EF-STANDARD-03 | U6B COMBUSTION TURBINE GENERATOR CO2 SUPPLY
BAR006-EF-STANDARD-04 | U6B COMBUSTION TURBINE GENERATOR HYDROGEN SUPPLY
BAR006-EF-VL-316 | U6A COMBUSTION TURBINE HYDROGEN SUPPLY NORMAL ISOLATION VALVE
BAR006-EF-VL-320 | U6B COMBUSTION TURBINE HYDROGEN SUPPLY NORMAL ISOLATION VALVE
BAR006-EF-VL-HG04 | U6B COMBUSTION TURBINE GENERATOR HYDROGEN SUPPLY VALVE 2 UP STREAM OF NORMAL SUPPLY VALVE
BAR006-EF-VL-HG05 | U6B COMBUSTION TURBINE GENERATOR HYDROGEN SUPPLY VALVE 1 UP STREAM OF NORMAL SUPPLY VALVE
BAR006-EF-VL-HG07 | U6A COMBUSTION TURBINE GENERATOR HYDROGEN SUPPLY VALVE 2 UP STREAM OF NORMAL SUPPLY VALVE
BAR006-EF-VL-HG08 | U6A COMBUSTION TURBINE GENERATOR HYDROGEN SUPPLY VALVE 1 UP STREAM OF NORMAL SUPPLY VALVE
BAR006-EF-VL-HG10 | U62 STEAM TURBINE GENERATOR HYDROGEN SUPPLY VALVE UP STREAM OF NORMAL SUPPLY VALVE
BAR006-EF-VL-HG11 | U61 STEAM TURBINE GENERATOR HYDROGEN SUPPLY VALVE UP STREAM OF NORMAL SUPPLY VALVE
BAR006-FD-FV-73 | U6EHC CONDITIONING PUMP ISOLATION VALVE FV73
BAR006-FD-FV-80 | U6EHC CONDITIONING PUMP DRAIN VALVE FV80
BAR006-FD-MCMA-5A | U61 STEAM TURBINE EHC HYDRAULIC FLUID PUMP 480V DISCONNECT
BAR006-FD-MCMB-5A | U62 STEAM TURBINE EHC HYDRAULIC FLUID PUMP 480V DISCONNECT
BAR006-FD-PU-3025 | U61 STEAM TURBINE EHC HYDRAULIC FLUID PUMP
BAR006-FD-PU-3026 | U62 STEAM TURBINE EHC HYDRAULIC FLUID PUMP
BAR006-FD-PU-73 | U6EHC CONDITIONING PUMP
BAR006-FD-STANDARD-01 | U6STEAM TURBINE EHC HYDRAULIC FLUID PUMPS 1&2
BAR006-FF-MCMB-4B | U62 STEAM TURBINE AC LUBE OIL PUMP 480V BREAKER
BAR006-FF-MCMCRIT-1E | U61 STEAM TURBINE AC LUBE OIL PUMP 480V BREAKER
BAR006-FF-PU-3000 | U6STEAM TURBINE DC LUBE OIL PUMP
BAR006-FF-PU-3008 | U6STEAM TURBINE AC LUBE OIL PUMPS
BAR006-FF-SWDC-300001 | U6STEAM TURBINE DC LUBE OIL PUMP 125V BREAKER
BAR006-FH-MCC2A-AC06FH | U6A COMBUSTION TURBINE TURNING GEAR MOTOR 480V BREAKER
BAR006-FH-MCC2B-AC06FH | U6B COMBUSTION TURBINE TURNING GEAR MOTOR 480V BREAKER
BAR006-FH-MCMCRIT-1A | U6STEAM TURBINE PIGGY BACK MOTOR 480V BREAKER
BAR006-FH-MCMCRIT-1C | U6STEAM TURBINE TURNING GEAR MOTOR 480V BREAKER
BAR006-FH-MO-3000 | U6STEAM TURBINE PIGGY BACK MOTOR
BAR006-FH-MO-3001 | U6STEAM TURBINE TURNING GEAR MOTOR
BAR006-FH-MO-88TG1A | U6A COMBUSTION TURBINE TURNING GEAR MOTOR
BAR006-FH-MO-88TG1B | U6B COMBUSTION TURBINE TURNING GEAR MOTOR
BAR006-FK-BW-3030 | U61 STEAM TURBINE VAPOR EXTRACTOR
BAR006-FK-BW-3031 | U62 STEAM TURBINE VAPOR EXTRACTOR
BAR006-FK-MCMA-3A | U61 STEAM TURBINE VAPOR EXTRACTOR BLOWER 480V BREAKER
BAR006-FK-MCMB-2B | U62 STEAM TURBINE VAPOR EXTRACTOR BLOWER 480V BREAKER
BAR006-FWA-BKRM-30302A | U6A1 BOILER FEED PUMP HYDRAULIC COUPLING LUBE OIL PUMP 1 480V DISCONNECT
BAR006-FWA-BKRM-30303A | U6A1 BOILER FEED PUMP HYDRAULIC COUPLING LUBE OIL PUMP 2 480V DISCONNECT
BAR006-FWA-BKRM-313112 | U6A2 BOILER FEED PUMP HYDRAULIC COUPLING LUBE OIL PUMP 1 480V DISCONNECT
BAR006-FWA-BKRM-313113 | U6A2 BOILER FEED PUMP HYDRAULIC COUPLING LUBE OIL PUMP 2 480V DISCONNECT
BAR006-FWA-HV-303010A | U6A1 BOILER FEED PUMP SUCTION VALVE
BAR006-FWA-HV-303011A | U6A1 BOILER FEED PUMP COOLING WATER INLET VALVE
BAR006-FWA-HV-303012A | U6A1 BOILER FEED PUMP COOLING WATER OUTLET VALVE
BAR006-FWA-HV-303013A | U6A1 BOILER FEED PUMP CASING DRAIN VALVE
BAR006-FWA-HV-303014A | U6A1 BOILER FEED PUMP COOLING WATER INLET DRAIN VALVE
BAR006-FWA-HV-303015A | U6A1 BOILER FEED PUMP COOLING WATER OUTLET DRAIN VALVE
BAR006-FWA-HV-30306A | U6A1 BOILER FEED PUMP HIGH PRESSURE DISCHARGE VALVE
BAR006-FWA-HV-30307A | U6A1 BOILER FEED PUMP INTERMEDIATE PRESSURE DISCHARGE VALVE
BAR006-FWA-HV-30308A | U6A1 BOILER FEED PUMP MINIMUM FLOW VALVE
BAR006-FWA-HV-30309A | U6A1 BOILER FEED PUMP BALANCE FLOW VALVE
BAR006-FWA-HV-303110A | U6A2 BOILER FEED PUMP SUCTION VALVE
BAR006-FWA-HV-303111A | U6A2 BOILER FEED PUMP COOLING WATER INLET VALVE
BAR006-FWA-HV-303112A | U6A2 BOILER FEED PUMP COOLING WATER OUTLET VALVE
BAR006-FWA-HV-303113A | U6A2 BOILER FEED PUMP CASING DRAIN VALVE
BAR006-FWA-HV-30316A | U6A2 BOILER FEED PUMP HIGH PRESSURE DISCHARGE VALVE
BAR006-FWA-HV-30317A | U6A2 BOILER FEED PUMP INTERMEDIATE PRESSURE DISCHARGE VALVE
BAR006-FWA-HV-30318A | U6A2 BOILER FEED PUMP MINIMUM FLOW VALVE
BAR006-FWA-HV-30319A | U6A2 BOILER FEED PUMP BALANCE FLOW VALVE
BAR006-FWA-MA-PBQ-3001A-1 | U6A1 BOILER FEED PUMP 4160V MOTOR HEATER 120V DISCONNECT
BAR006-FWA-MA-PBQ-3001A-4 | U6A1 BOILER FEED PUMP BECK DRIVE 120V MCB BREAKER 4
BAR006-FWA-MA-PBQ-3001A-7 | U6A2 BOILER FEED PUMP 4160V MOTOR HEATER 120V DISCONNECT
BAR006-FWA-MA-PBQ-3001A-8 | U6A2 BOILER FEED PUMP BECK DRIVE 120V MCB BREAKER 8
BAR006-FWA-MCMA-7A | U6A1 BOILER FEED PUMP AUXILIARY LUBE OIL PUMP 480V DISCONNECT
BAR006-FWA-MCMA-7B | U6A2 BOILER FEED PUMP AUXILIARY LUBE OIL PUMP 480V DISCONNECT
BAR006-FWA-PBQPOOH-10 | U6A2 BOILER FEED PUMP IMMERSION HEATER 120V MCB BREAKER 10
BAR006-FWA-PBQPOOH-8 | U6A1 BOILER FEED PUMP LUBE OIL IMMERSION HEATER 120V MCB BREAKER 8
BAR006-FWA-PU-001 | U6A1 BOILER FEED PUMP
BAR006-FWA-PU-002 | U6A2 BOILER FEED PUMP
BAR006-FWA-SGJA-11FB | U6A1 BOILER FEED PUMP 4160V ACB BREAKER
BAR006-FWA-SGJA-12FB | U6A2 BOILER FEED PUMP 4160V ACB BREAKER
BAR006-FWA-SWDC-SGJA11FB | U6A1 BOILER FEED PUMP 4160V ACB BREAKER DC SWITCH
BAR006-FWA-SWDC-SGJA12FB | U6A2 BOILER FEED PUMP 4160V ACB BREAKER DC SWITCH
BAR006-FWB-BKRM-30402B | U6B1 BOILER FEED PUMP HYDRAULIC COUPLING LUBE OIL PUMP 1 480V DISCONNECT
BAR006-FWB-BKRM-30403B | U6B1 BOILER FEED PUMP HYDRAULIC COUPLING LUBE OIL PUMP 2 480V DISCONNECT
BAR006-FWB-BKRM-30412B | U6B2 BOILER FEED PUMP HYDRAULIC COUPLING LUBE OIL PUMP 1 480V DISCONNECT
BAR006-FWB-BKRM-30413B | U6B2 BOILER FEED PUMP HYDRAULIC COUPLING LUBE OIL PUMP 2 480V DISCONNECT
BAR006-FWB-BKRQ-10 | U6B2 BOILER FEED PUMP LUBE OIL HEATER 120V MCB BREAKER 10
BAR006-FWB-HV-304010B | U6B1 BOILER FEED PUMP SUCTION VALVE
BAR006-FWB-HV-304011B | U6B1 BOILER FEED PUMP COOLING WATER INLET VALVE
BAR006-FWB-HV-304012B | U6B1 BOILER FEED PUMP COOLING WATER OUTLET VALVE
BAR006-FWB-HV-304013B | U6B1 BOILER FEED PUMP CASING DRAIN VALVE
BAR006-FWB-HV-304014B | U6B1 BOILER FEED PUMP COOLING WATER INLET DRAIN VALVE
BAR006-FWB-HV-304015B | U6B1 BOILER FEED PUMP COOLING WATER OUTLET DRAIN VALVE
BAR006-FWB-HV-30406B | U6B1 BOILER FEED PUMP HIGH PRESSURE DISCHARGE VALVE
BAR006-FWB-HV-30407B | U6B1 BOILER FEED PUMP INTERMEDIATE PRESSURE DISCHARGE VALVE
BAR006-FWB-HV-30408B | U6B1 BOILER FEED PUMP MINIMUM FLOW VALVE
BAR006-FWB-HV-30409B | U6B1 BOILER FEED PUMP BALANCE FLOW VALVE
BAR006-FWB-HV-304110B | U6B2 BOILER FEED PUMP SUCTION VALVE
BAR006-FWB-HV-304111B | U6B2 BOILER FEED PUMP COOLING WATER INLET VALVE
BAR006-FWB-HV-304112B | U6B2 BOILER FEED PUMP COOLING WATER OUTLET VALVE
BAR006-FWB-HV-304113B | U6B2 BOILER FEED PUMP CASING DRAIN VALVE
BAR006-FWB-HV-30416B | U6B2 BOILER FEED PUMP HIGH PRESSURE DISCHARGE VALVE
BAR006-FWB-HV-30417B | U6B2 BOILER FEED PUMP INTERMEDIATE PRESSURE DISCHARGE VALVE
BAR006-FWB-HV-30418B | U6B2 BOILER FEED PUMP MINIMUM FLOW VALVE
BAR006-FWB-HV-30419B | U6B2 BOILER FEED PUMP BALANCE FLOW VALVE
BAR006-FWB-MA-PBQ-3001B-1 | U6B1 BOILER FEED PUMP 4160V MOTOR HEATER 120V DISCONNECT
BAR006-FWB-MA-PBQ-3001B-4 | U6B1 BOILER FEED PUMP BECK DRIVE 120V MCB BREAKER 4
BAR006-FWB-MA-PBQ-3001B-7 | U6B2 BOILER FEED PUMP 4160V MOTOR HEATER 120V DISCONNECT
BAR006-FWB-MA-PBQ-3001B-8 | U6B2 BOILER FEED PUMP BECK DRIVE 120V MCB BREAKER 8
BAR006-FWB-MCMB-5B | U6B1 BOILER FEED PUMP AUXILIARY LUBE OIL PUMP 480V DISCONNECT
BAR006-FWB-MCMB-5C | U6B2 BOILER FEED PUMP AUXILIARY LUBE OIL PUMP 480V DISCONNECT
BAR006-FWB-PBQP00J-10 | U6B2 BOILER FEED PUMP IMMERSION HEATER 120V MCB DISCONNECT
BAR006-FWB-PBQPOOJ-8 | U6B1 BOILER FEED PUMP IMMERSION HEATER 120V MCB BREAKER 8
BAR006-FWB-PU-001 | U6B1 BOILER FEED PUMP
BAR006-FWB-PU-002 | U6B2 BOILER FEED PUMP
BAR006-FWB-SGJA-012RB | U6B2 BOILER FEED PUMP 4160V ACB BREAKER
BAR006-FWB-SGJA-11RB | U6B1 BOILER FEED PUMP 4160V ACB BREAKER
BAR006-FWB-SWDC-SGJA11RB | U6B1 BOILER FEED PUMP 4160V ACB BREAKER DC SWITCH
BAR006-FWB-SWDC-SGJA12RB | U6B2 BOILER FEED PUMP 4160V ACB BREAKER DC SWITCH
BAR006-GE-SGJA-606 | U6INCOMING LINE 230/4.16 KV STATION SERVICE TRANSFORMER BREAKER
BAR006-GE-SGJA-808 | U6INCOMING LINE 230/4.16 KV RESERVE STATION SERVICE TRANSFORMER BREAKER
BAR006-GE-SWDC-SGJA0606 | U6INCOMING LINE 230/4.16 KV STATION SERVICE TRANSFORMER BREAKER DC SWITCH
BAR006-GE-SWDC-SGJA0808 | U6INCOMING LINE 230/4.16 KV RESERVE STATION SERVICE TRANSFORMER BREAKER DC SWITCH
BAR006-GE-SWDC-TRBA001-8 | U7INCOMING LINE 230/4.16 KV RESERVE STATION SERVICE TRANSFORMER BREAKER DC SWITCH
BAR006-GE-TRBA001-8 | U7INCOMING LINE 230/4.16 KV RESERVE STATION SERVICE TRANSFORMER BREAKER
BAR006-GE-TRBJ-7000 | U7RESERVE STATION SERVICE TRANSFORMER
BAR006-GE-TRBJ-70006 | U6RESERVE STATION SERVICE TRANSFORMER 230/4.16 KV POTENTIAL TRANSFORMER FUSES
BAR006-GE-TRBJ-7001 | U6RESERVE STATION SERVICE TRANSFORMER
BAR006-GE-TRBJ-7002 | U6STATION SERVICE TRANSFORMER
BAR006-GE-TRBJ-7002 | UNIT 6 STATION SERVICE TRANSFORMER
BAR006-GE-TRBJ-7002812 | U6STATION SERVICE BREAKER 812
BAR006-GE-TRBJ-7002813 | U6STATION SERVICE TRANSFORMER DISCONNECT 813
BAR006-GE-TRBJ-7002820 | U6RESERVE STATION SERVICE TRANFORMER BREAKER 820
BAR006-GE-TRBJ-7002821 | U6RESERVE STATION SERVICE TRANSFORMER BREAKER 821 DISCONNECT
BAR006-HE-HDR-6002 | U5 GENERAL SERVICE TO ASH SLUICE TIE VALVES
BAR006-HE-HDR-6002 | U5GENERAL SERVICE WATER SYSTEM
BAR006-HE-VL-6010B | U5ASH SLUICE WATER AND GENERAL SERVICE WATER TIE BYPASS VALVE
BAR006-HPBA-MCMA-1AC | U6A HRSG HIGH PRESSURE BYPASS VALVE 480V BREAKER HPBAMV100
BAR006-IA-CO-001 | U61 AIR COMPRESSOR
BAR006-IA-CO-002 | U62 AIR COMPRESSOR
BAR006-IA-HV-216 | U62 AIR COMPRESSOR RECEIVING TANK DRAIN VALVE
BAR006-IA-TK-002 | U62 AIR COMPRESSOR RECEIVING TANK
BAR006-LA-CD-001 | U6CONDENSER HOTWELL
BAR006-LC-HX-36005 | U54 LOW PRESSURE HEATER
BAR006-LC-VL-36014 | U54 LOW PRESSURE HEATER CONDENSATE INLET ISOLATION VALVE
BAR006-LG-BW-3005 | U61 GLAND STEAM EXHAUSTER
BAR006-LG-BW-30O6 | U62 GLAND STEAM EXHAUSTER
BAR006-LG-HV-30051A | U61 GLAND STEAM EXHAUSTER SUCTION VALVE
BAR006-LG-HV-30051B | U61 GLAND STEAM EXHAUSTER DISCHARGE VALVE
BAR006-LG-HV-30062A | U62 GLAND STEAM EXHAUSTER SUCTION VALVE
BAR006-LG-HV-30062B | U62 GLAND STEAM EXHAUSTER DISCHARGE VALVE
BAR006-LG-MCMA-2A | U61 GLAND STEAM EXHAUSTER 480V BREAKER
BAR006-LG-MCMB-2A | U62 GLAND STEAM EXHAUSTER 480V BREAKER
BAR006-LS014 | U5LIMESTONE SLURRY STORAGE PUMPS RECIRCULATION TO LIMESTONE SLURRY MIX TANK ISOLATION VALVE
BAR006-MCCB-10C | U6B HRSG HIGH PRESSURE BYPASS VALVE 480V BREAKER HPBBMV100
BAR006-NGA-HV-201 | U6A COMBUSTION TURBINE NATURAL GAS SUPPLY BEFORE FEED WATER HEATER NGAHV201
BAR006-NGA-HV-202 | U6A COMBUSTION TURBINE NATURAL GAS SUPPLY HEATER OUTLET ISOLATION VALVE NGAHV202
BAR006-NGA-HV-207 | U6A COMBUSTION TURBINE NATURAL GAS SUPPLY TO DUCT BURNERS ISOLATION VALVE NGAHV207
BAR006-NGA-HV-208 | U6A COMBUSTION TURBINE NATURAL GAS SUPPLY TO DUCT BURNERS ISOLATION VALVE NGAHV208
BAR006-NGA-HV-250 | U6A COMBUSTION TURBINE NATURAL GAS SUPPLY HEATER VENT ISOLATION VALVE NGAHV250
BAR006-NGA-HV-251 | U6A COMBUSTION TURBINE NATURAL GAS SUPPLY HEATER VENT ISOLATION VALVE NGAHV251
BAR006-NGA-HV-263 | U6A COMBUSTION TURBINE NATURAL GAS VENT AT SOUTH GAS STRAINER NGAHV263
BAR006-NGA-HV-273 | U6A COMBUSTION TURBINE NATURAL GAS VENT AT NORTH GAS STRAINER NGAHV273
BAR006-NGA-HV-290 | U6A COMBUSTION TURBINE NATURAL GAS SUPPLY TO DUCT BURNERS HEADER VENT ISOLATION VALVE NGAHV290
BAR006-NGA-HV-291 | U6A COMBUSTION TURBINE NATURAL GAS SUPPLY TO DUCT BURNERS HEADER VENT ISOLATION VALVE NGAHV291
BAR006-NGA-HV-299 | U6A COMBUSTION TURBINE NATURAL GAS SUPPLY HEADER ISOLATION VALVE NGAHV299
BAR006-NGB-HV-301 | U6B COMBUSTION TURBINE NATURAL GAS SUPPLY BEFORE FEED WATER HEATER NGBHV301
BAR006-NGB-HV-302 | U6B COMBUSTION TURBINE NATURAL GAS SUPPLY HEATER OUTLET ISOLATION VALVE NGBHV302
BAR006-NGB-HV-307 | U6B COMBUSTION TURBINE NATURAL GAS SUPPLY TO DUCT BURNERS ISOLATION VALVE NGBHV307
BAR006-NGB-HV-308 | U6B COMBUSTION TURBINE NATURAL GAS SUPPLY TO DUCT BURNERS ISOLATION VALVE NGBHV308
BAR006-NGB-HV-350 | U6B COMBUSTION TURBINE NATURAL GAS VENT ROOT VALVE AT FEED WATER HEATER NGBHV350
BAR006-NGB-HV-351 | U6B COMBUSTION TURBINE NATURAL GAS VENT SECONDARY VALVE AT FEED WATER HEATER NGBHV351
BAR006-NGB-HV-363 | U6B COMBUSTION TURBINE NATURAL GAS VENT AT SOUTH GAS STRAINER NGBHV363
BAR006-NGB-HV-373 | U6B COMBUSTION TURBINE NATURAL GAS VENT AT NORTH GAS STRAINER NGBHV373
BAR006-NGB-HV-390 | U6B COMBUSTION TURBINE NATURAL GAS SUPPLY TO DUCT BURNERS HEADER VENT ISOLATION VALVE NGBHV390
BAR006-NGB-HV-391 | U6B COMBUSTION TURBINE NATURAL GAS SUPPLY TO DUCT BURNERS HEADER VENT ISOLATION VALVE NGBHV391
BAR006-NGB-HV-399 | U6B COMBUSTION TURBINE NATURAL GAS SUPPLY HEADER ISOLATION VALVE NGBHV399
BAR006-RA-DK-1001 | U6A COMBUSTION TURBINE FIRE PROTECTION HEADER H2O
BAR006-RA-DK-1002 | U6B COMBUSTION TURBINE FIRE PROTECTION HEADER H2O
BAR006-RA-HV-122 | U6A COMBUSTION TURBINE FIRE PROTECTION ISOLATION VALVE ZONE 1
BAR006-RA-HV-122 | U6B COMBUSTION TURBINE FIRE PROTECTION ISOLATION VALVE ZONE 1
BAR006-RA-HV-123 | U6B COMBUSTION TURBINE FIRE PROTECTION DRAIN VALVE ZONE 1
BAR006-RA-HV-123 | U6A COMBUSTION TURBINE FIRE PROTECTION DRAIN VALVE ZONE 1
BAR006-RA-HV-222 | U6B COMBUSTION TURBINE FIRE PROTECTION ISOLATION VALVE ZONE 2
BAR006-RA-HV-222 | U6A COMBUSTION TURBINE FIRE PROTECTION ISOLATION VALVE ZONE 2
BAR006-RA-HV-223 | U6B COMBUSTION TURBINE FIRE PROTECTION DRAIN VALVE ZONE 2
BAR006-RA-HV-223 | U6A COMBUSTION TURBINE FIRE PROTECTION DRAIN VALVE ZONE 2
BAR006-RA-HV-322 | U6A COMBUSTION TURBINE FIRE PROTECTION ISOLATION VALVE ZONE 3
BAR006-RA-HV-322 | U6B COMBUSTION TURBINE FIRE PROTECTION ISOLATION VALVE ZONE 3
BAR006-RA-HV-323 | U6B COMBUSTION TURBINE FIRE PROTECTION DRAIN VALVE ZONE 3
BAR006-RA-HV-323 | U6A COMBUSTION TURBINE FIRE PROTECTION DRAIN VALVE ZONE 3
BAR006-RA-HV-606 | U6B COMBUSTION TURBINE FIRE PROTECTION MAIN WATER SUPPLY VALVE
BAR006-RA-HV-606 | U6A COMBUSTION TURBINE FIRE PROTECTION MAIN WATER SUPPLY VALVE
BAR006-RA-HV-606 | U6B COMBUSTION TURBINE FIRE PROTECTION SUPPLY VALVE AT TANK H20
BAR006-SA-HV-12011 | U61 AIR COMPRESSOR DISCHARGE VALVE
BAR006-SA-HV-12012 | U62 AIR COMPRESSOR DISCHARGE VALVE
BAR006-SA-HV-12101 | U62 AIR COMPRESSOR RECEIVING TANK OUTLET VALVE
BAR006-SA-MCMA-7F | U61 AIR COMPRESSOR 480V DISCONNECT
BAR006-SA-MCMB-5F | U62 AIR COMPRESSOR 480V DISCONNECT
BAR006-SCA-DSCM-01A | U6A1 AMMONIA DILUTION AIR FAN 480V DISCONNECT SCAF01A
BAR006-SCA-DSCM-01B | U6A2 AMMONIA DILUTION AIR FAN 480V DISCONNECT SCAF01B
BAR006-SCA-F-01B | U6A2 AMMONIA DILUTION AIR FAN
BAR006-SCA-FN-01A | U6A1 AMMONIA DILUTION AIR FAN
BAR006-SCB-DSCM-01A | U6B1 AMMONIA DILUTION AIR FAN 480V DISCONNECT SCBF01A
BAR006-SCB-DSCM-01B | U6B2 AMMONIA DILUTION AIR FAN 480V DISCONNECT SCBF01B
BAR006-SCB-F-01B | U6B2 AMMONIA DILUTION AIR FAN
BAR006-SCB-FN-01A | U6B1 AMMONIA DILUTION AIR FAN
BAR006-SCR-HV-101A | U6A AMMONIA SUPPLY VALVE SCRHV101
BAR006-SCR-HV-101B | U6B AMMONIA SUPPLY VALVE SCRHV101
BAR006-SCR-HV-102A | U6A AMMONIA SUPPLY VALVE TO A HRSG SCRHV102
BAR006-SCR-HV-102B | U6B AMMONIA SUPPLY VALVE TO A HRSG SCRHV102
BAR006-SCR-HV-103A | U6A AMMONIA VENT VALVE SCRHV103
BAR006-SCR-HV-103B | U6B AMMONIA VENT VALVE SCRHV103
BAR006-SCR-HV-104A | U6A AMMONIA VENT VALVE SCRHV104
BAR006-SCR-HV-104B | U6B AMMONIA VENT VALVE SCRHV104
BAR006-SCR-STANDARD-01 | U6A AMMONIA SYSTEM
BAR006-SCR-STANDARD-02 | U6B AMMONIA SYSTEM
BAR006-VA-HV-001 | U61 VACUUM PUMP SUCTION VALVE
BAR006-VA-HV-002 | U62 VACUUM PUMP SUCTION VALVE
BAR006-VA-HV-53C | U62 VACUUM PUMP COOLING WATER TO CIRCULATING WATER OUTLET
BAR006-VA-HV-54C | U61 VACUUM PUMP COOLING WATER TO CIRCULATING WATER OUTLET
BAR006-VA-MCMA-4A | U61 VACUUM PUMP 480V DISCONNECT
BAR006-VA-MCMB-4A | U62 VACUUM PUMP 480V DISCONNECT
BAR006-VA-PU-001 | U61 VACUUM PUMP
BAR006-VA-PU-002 | U62 VACUUM PUMP
BAR006-VB-FN-88BL1A | U6A1 COMBUSTION TURBINE LUBE OIL SKID COOLING AIR FAN
BAR006-VB-FN-88BL1B | U6B1 COMBUSTION TURBINE LUBE OIL SKID COOLING AIR FAN
BAR006-VB-FN-88BL2A | U6A2 COMBUSTION TURBINE LUBE OIL SKID COOLING AIR FAN
BAR006-VB-FN-88BL2B | U6B2 COMBUSTION TURBINE LUBE OIL SKID COOLING AIR FAN
BAR006-VB-MCC1A-AC01FE | U6A1 COMBUSTION TURBINE LUBE OIL SKID COOLING AIR FAN 480V BREAKER 88BL1
BAR006-VB-MCC1A-AC01FG | U6A1 COMBUSTION TURBINE LUBE MIST SEPARATOR MOTOR 480V BREAKER 88QV1
BAR006-VB-MCC1A-AC03FM | U6A1 COMBUSTION TURBINE AUXILIARY LUBE OIL PUMP 480V BREAKER 88QA1
BAR006-VB-MCC1A-DC-01FM | U6A COMBUSTION TURBINE DC LUBE OIL PUMP 125V DISCONNECT
BAR006-VB-MCC1B-AC01FE | U6B1 COMBUSTION TURBINE LUBE OIL SKID COOLING AIR FAN 480V BREAKER 88BL1
BAR006-VB-MCC1B-AC01FG | U6B1 COMBUSTION TURBINE LUBE MIST SEPARATOR MOTOR 480V BREAKER 88QV1
BAR006-VB-MCC1B-AC03FM | U6B1 COMBUSTION TURBINE AUXILIARY LUBE OIL PUMP 480V BREAKER 88QA1
BAR006-VB-MCC1B-DC-01FM | U6B COMBUSTION TURBINE DC LUBE OIL PUMP 125V DISCONNECT
BAR006-VB-MCC2A-AC01FE | U6A2 COMBUSTION TURBINE LUBE OIL SKID COOLING AIR FAN 480V BREAKER 88BL2
BAR006-VB-MCC2A-AC01FG | U6A2 COMBUSTION TURBINE LUBE MIST SEPARATOR MOTOR 480V BREAKER 88QV2
BAR006-VB-MCC2A-AC06FM | U6A2 COMBUSTION TURBINE AUXILIARY LUBE OIL PUMP 480V BREAKER 88QA2
BAR006-VB-MCC2B-AC01FE | U6B2 COMBUSTION TURBINE LUBE OIL SKID COOLING AIR FAN 480V BREAKER 88BL2
BAR006-VB-MCC2B-AC01FG | U6B2 COMBUSTION TURBINE LUBE MIST SEPARATOR MOTOR 480V BREAKER 88QV2
BAR006-VB-MCC2B-AC06FM | U6B2 COMBUSTION TURBINE AUXILIARY LUBE OIL PUMP 480V BREAKER 88QA2
BAR006-VB-MM-88QV1A | U6A1 COMBUSTION TURBINE LUBE MIST SEPARATOR
BAR006-VB-MM-88QV1B | U6B1 COMBUSTION TURBINE LUBE MIST SEPARATOR
BAR006-VB-MM-88QV2A | U6A2 COMBUSTION TURBINE LUBE MIST SEPARATOR
BAR006-VB-MM-88QV2B | U6B2 COMBUSTION TURBINE LUBE MIST SEPARATOR
BAR006-VB-PU-88QA1A | U6A1 COMBUSTION TURBINE AUXILIARY LUBE OIL PUMP
BAR006-VB-PU-88QA1B | U6B1 COMBUSTION TURBINE AUXILIARY LUBE OIL PUMP
BAR006-VB-PU-88QA2A | U6A2 COMBUSTION TURBINE AUXILIARY LUBE OIL PUMP
BAR006-VB-PU-88QA2B | U6B2 COMBUSTION TURBINE AUXILIARY LUBE OIL PUMP
BAR006-VB-STANDARD-01 | U6A COMBUSTION TURBINE HYDRAULIC & AUXILIARY LUBE OIL PUMPS 1&2
BAR006-VB-STANDARD-02 | U6A COMBUSTION TURBINE LUBE OIL COOLERS
BAR006-VB-STANDARD-03 | U6B COMBUSTION TURBINE LUBE OIL COOLERS
BAR006-VC-MCC1A-AC03R1 | U6A1 COMBUSTION TURBINE HYDRAULIC OIL PUMP 480V BREAKER 88HQ1
BAR006-VC-MCC1B-AC03R1 | U6B1 COMBUSTION TURBINE HYDRAULIC OIL PUMP 480V BREAKER 88HQ1
BAR006-VC-MCC2A-AC06RM | U6A2 COMBUSTION TURBINE HYDRAULIC OIL PUMP 480V BREAKER 88HQ2
BAR006-VC-MCC2B-AC06RM | U6B2 COMBUSTION TURBINE HYDRAULIC OIL PUMP 480V BREAKER 88HQ2
BAR006-VC-PU-88HQ1A | U6A1 COMBUSTION TURBINE HYDRAULIC OIL PUMP
BAR006-VC-PU-88HQ1B | U6B1 COMBUSTION TURBINE HYDRAULIC OIL PUMP
BAR006-VC-PU-88HQ2A | U6A2 COMBUSTION TURBINE HYDRAULIC OIL PUMP
BAR006-VC-PU-88HQ2B | U6B2 COMBUSTION TURBINE HYDRAULIC OIL PUMP
BAR006-VE-FN-88BT1A | U6A1 COMBUSTION TURBINE TURBINE COMPARTMENT COOLING AIR FAN
BAR006-VE-FN-88BT1B | U6B1 COMBUSTION TURBINE TURBINE COMPARTMENT COOLING AIR FAN
BAR006-VE-FN-88BT2A | U6A2 COMBUSTION TURBINE TURBINE COMPARTMENT COOLING AIR FAN
BAR006-VE-FN-88BT2B | U6B2 COMBUSTION TURBINE TURBINE COMPARTMENT COOLING AIR FAN
BAR006-VE-FN-88VG1A | U6A1 COMBUSTION TURBINE LOAD COMPARTMENT VENT FAN
BAR006-VE-FN-88VG1B | U6B1 COMBUSTION TURBINE LOAD COMPARTMENT VENT FAN
BAR006-VE-FN-88VG2A | U6A2 COMBUSTION TURBINE LOAD COMPARTMENT VENT FAN
BAR006-VE-FN-88VG2B | U6B2 COMBUSTION TURBINE LOAD COMPARTMENT VENT FAN
BAR006-VE-HV-024 | U6A EVAPORATOR COOLER WATER SUPPLY VALVE
BAR006-VE-HV-025 | U6A EVAPORATOR COOLER DRAIN
BAR006-VE-HV-041 | U6B EVAPORATOR COOLER WATER SUPPLY VALVE
BAR006-VE-HV-043 | U6B EVAPORATOR COOLER DRAIN
BAR006-VE-HX-3075A | U6A COMBUSTION TURBINE EVAPORATOR COOLER
BAR006-VE-HX-3075B | U6B COMBUSTION TURBINE EVAPORATOR COOLER
BAR006-VE-MCC1A-AC02FF | U6A1 COMBUSTION TURBINE TURBINE COMPARTMENT COOLING AIR FAN 480V BREAKER 88BT1
BAR006-VE-MCC1A-AC02RG | U6A1 COMBUSTION TURBINE LOAD COMPARTMENT VENT FAN 480V BREAKER 88VG1
BAR006-VE-MCC1A-AC03RK | U6A COMBUSTION TURBINE AIR INLET EVAPORATOR COOLER PUMP MOTORS 1&2 480V BREAKER
BAR006-VE-MCC1B-AC02RG | U6B1 COMBUSTION TURBINE LOAD COMPARTMENT VENT FAN 480V BREAKER 88VG1
BAR006-VE-MCC1B-AC03RK | U6B COMBUSTION TURBINE AIR INLET EVAPORATOR COOLER PUMP MOTORS 1&2 480V BREAKER
BAR006-VE-MCC2A-AC02RG | U6A2 COMBUSTION TURBINE LOAD COMPARTMENT VENT FAN 480V BREAKER 88VG2
BAR006-VE-MCC2B-AC02RG | U6B2 COMBUSTION TURBINE LOAD COMPARTMENT VENT FAN 480V BREAKER 88VG2
BAR006-VG-PBMCCB-120-8 | U6B COMBUSTION TURBINE ISOPUR FILTER PUMP 120V BREAKER 8
BAR006-VG-PU-3010B | U6B COMBUSTION TURBINE ISOPUR FILTER PUMP
BAR006-VG-TU-101A | U6A COMBUSTION TURBINE
BAR006-VG-TU-101B | U6B COMBUSTION TURBINE
BAR006-VJ-BKRM-36001A | U6WATER WASH PUMP 480V DISCONNECT
BAR006-VJ-HV-36002B | U6B COMBUSTION TURBINE WATER WASH 3 WAY ISOLATION VALVE
BAR006-VJ-HV-36003A | U6A COMBUSTION TURBINE WATER WASH DRAIN VALVE
BAR006-VJ-HV-36003B | U6B COMBUSTION TURBINE WATER WASH DRAIN VALVE
BAR006-VJ-STANDARD-01 | U6COMBUSTION TURBINE WATER WASH SYSTEM
BAR006-VPS-HV-08 | U6CONDENSER HOTWELL DRAIN VALVE
BAR006-WA-HV-022 | U6B HRSG NITROGEN SUPPLY VALVE
BAR006-WA-HV-502 | U6B HRSG NITROGEN SUPPLY TO DRUMS VENT VALVE
BAR006-WA-HV-511 | U6A HRSG NITROGEN SUPPLY TO DRUMS VENT VALVE
BAR006-WA-HV-519 | U6A HRSG NITROGEN SUPPLY VALVE
BAR006-WA-STANDARD-02 | U6B HRSG NITROGEN SYSTEM
BAR006-WA-STANDARD-03 | U6NITROGEN SYSTEM
BAR006-WA-VL-2001 | U6A HRSG NITROGEN SYSTEM
BAR006-WB-MV-100A | U6A HRSG HIGH PRESSURE BYPASS VALVE
BAR006-WB-MV-100B | U6B HRSG HIGH PRESSURE BYPASS VALVE
BAR006-WT-HV-065 | U6CONDENSER HOTWELL AQUEOUS AMMONIA SUPPLY VALVE TO CONDENSATE PUMP 1 SUCTION LINE
BAR006-WT-HV-067 | U6CONDENSER HOTWELL AQUEOUS AMMONIA SUPPLY VALVE TO CONDENSATE PUMP 2 SUCTION LINE
BAR007-ASA-HV-21002A | U7A HRSG POWER AUGMENTATION STEAM MANUAL SUPPLY ISOLATION VALVE
BAR007-ASA-MCMA-1AB | U7A HRSG POWER AUGMENTATION STEAM BLOCKING VALVE 480V BREAKER ASAMV100
BAR007-ASA-MCMA-1AJ | U7A HRSG POWER AUGMENTATION VENT VALVE 480V BREAKER ASAMV125
BAR007-ASA-MV-100 | U7A COMBUSTION TURBINE POWER AUGMENTATION STEAM
BAR007-ASA-PNV-21001A | U7A HRSG POWER AUGMENTATION PRESSURE CONTROL AIR OPERATED VALVE ASATV101
BAR007-ASA-STANDARD-01 | U7A HRSG POWER AUGMENTATION
BAR007-ASA-VL-220 | U7A POWER AUGMENTATION SPRAY WATER
BAR007-ASB-HV-220 | U7B HRSG POWER AUGMENTATION SPRAY WATER MANUAL VALVE
BAR007-ASB-MCMB-10B | U7B HRSG POWER AUGMENTATION BLOCKING VALVE 480V BREAKER ASBMV100
BAR007-ASB-MCMB-10J | U7B HRSG POWER AUGMENTATION VENT VALVE 480V BREAKER ASBMV125
BAR007-ASB-SGJA-012RB | U7B2 BOILER FEED PUMP 4160V BREAKER
BAR007-ASB-STANDARD-02 | U7B HRSG POWER AUGMENTATION
BAR007-ASB-SWDC-SGJA012RB | U7B2 BOILER FEED PUMP 4160V ACB BREAKER DC SWITCH
BAR007-ASB-TV-101 | U7B HRSG POWER AUGMENTATION AIR OPERATED PRESSURE CONTROL VALVE ASBTV101
BAR007-BE-BKRQ-30014A | U7A COMBUSTION TURBINE TURBINE DEWPOINT SENSOR 120V BREAKER
BAR007-BE-BKRQ-30024B | U7B COMBUSTION TURBINE TURBINE DEWPOINT SENSOR 120V BREAKER
BAR007-BE-BW-88TK1A | U7A1 COMBUSTION TURBINE EXHAUST FRAME BLOWER
BAR007-BE-BW-88TK1B | U7B1 COMBUSTION TURBINE EXHAUST FRAME BLOWER
BAR007-BE-BW-88TK2A | U7A2 COMBUSTION TURBINE EXHAUST FRAME BLOWER
BAR007-BE-BW-88TK2B | U7B2 COMBUSTION TURBINE EXHAUST FRAME BLOWER
BAR007-BE-FN-3301A1 | U7A1 FLAME SCANNER COOLING FAN
BAR007-BE-FN-3301A2 | U7A2 FLAME SCANNER COOLING FAN
BAR007-BE-FN-33021B | U7B1 FLAME SCANNER COOLING FAN
BAR007-BE-FN-33022B | U7B2 FLAME SCANNER COOLING FAN
BAR007-BE-FN-88BN1A | U7A1 COMBUSTION TURBINE BEARING AREA COOLING FAN
BAR007-BE-FN-88BN1B | U7B1 COMBUSTION TURBINE BEARING AREA COOLING FAN
BAR007-BE-FN-88BN2A | U7A2 COMBUSTION TURBINE BEARING AREA COOLING FAN
BAR007-BE-FN-88BN2B | U7B2 COMBUSTION TURBINE BEARING AREA COOLING FAN
BAR007-BE-HV-133 | U7B COMBUSTION TURBINE FLAME SCANNER COOLING WATER RETURN VALVE
BAR007-BE-HV-137 | U7B COMBUSTION TURBINE FLAME SCANNER COOLING WATER SUPPLY VALVE
BAR007-BE-HV-33013A | U7A1 FLAME SCANNER COOLING FAN MANUAL DISCHARGE VALVE
BAR007-BE-HV-33013B | U7B1 FLAME SCANNER COOLING FAN MANUAL DISCHARGE VALVE
BAR007-BE-HV-33014A | U7A2 FLAME SCANNER COOLING FAN MANUAL DISCHARGE VALVE
BAR007-BE-HV-33014B | U7B2 FLAME SCANNER COOLING FAN MANUAL DISCHARGE VALVE
BAR007-BE-MCC1A-AC02FF | U7A1 COMBUSTION TURBINE TURBINE COMPARTMENT COOLING AIR FAN 480V BREAKER 88BT1
BAR007-BE-MCC1A-AC02FM | U7A1 COMBUSTION TURBINE EXHAUST FRAME BLOWER 480V BREAKER 88TK1
BAR007-BE-MCC1A-AC02RI | U7A COMBUSTION TURBINE TURBINE COMPARTMENT HEATERS 480V DISCONNECT
BAR007-BE-MCC1A-AC02RM | U7A1 COMBUSTION TURBINE BEARING AREA BLOWER 480V BREAKER 88BN1
BAR007-BE-MCC1B-AC02FF | U7B1 COMBUSTION TURBINE TURBINE COMPARTMENT COOLING AIR FAN 480V BREAKER 88BT1
BAR007-BE-MCC1B-AC02FM | U7B1 COMBUSTION TURBINE EXHAUST FRAME BLOWER 480V BREAKER 88TK1
BAR007-BE-MCC1B-AC02RI | U7B COMBUSTION TURBINE TURBINE COMPARTMENT HEATERS 480V DISCONNECT
BAR007-BE-MCC1B-AC02RM | U7B1 COMBUSTION TURBINE BEARING AREA BLOWER 480V BREAKER 88BN1
BAR007-BE-MCC2A-AC02FF | U7A2 COMBUSTION TURBINE TURBINE COMPARTMENT COOLING AIR FAN 480V BREAKER 88BT2
BAR007-BE-MCC2A-AC02FM | U7A2 COMBUSTION TURBINE EXHAUST FRAME BLOWER 480V BREAKER 88TK2
BAR007-BE-MCC2A-AC02RM | U7A2 COMBUSTION TURBINE BEARING AREA BLOWER 480V BREAKER 88BN2
BAR007-BE-MCC2B-AC02FF | U7B2 COMBUSTION TURBINE TURBINE COMPARTMENT COOLING AIR FAN 480V BREAKER 88BT2
BAR007-BE-MCC2B-AC02FM | U7B2 COMBUSTION TURBINE EXHAUST FRAME BLOWER 480V BREAKER 88TK2
BAR007-BE-MCC2B-AC02RM | U7B2 COMBUSTION TURBINE BEARING AREA BLOWER 480V BREAKER 88BN2
BAR007-BE-MCMA-3C | U7A1 FLAME SCANNER COOLING FAN 480V DISCONNECT
BAR007-BE-MCMA-3D | U7A2 FLAME SCANNER COOLING FAN 480V DISCONNECT
BAR007-BE-MCMB-3C | U7B1 FLAME SCANNER COOLING FAN 480V DISCONNECT
BAR007-BE-MCMB-3D | U7B2 FLAME SCANNER COOLING FAN 480V DISCONNECT
BAR007-BE-STANDARD-01 | U7A COMBUSTION TURBINE FLAME SCANNER COOLING WATER DRAIN
BAR007-BE-STANDARD-01 | U7A COMBUSTION TURBINE VENTILATION SYSTEM
BAR007-CD-HV-004 | U7CONDENSER WATER BOX NORTH DRAIN VALVE
BAR007-CD-HV-28 | U74B ECONOMIZER RECIRCULATING PUMP DISCHARGE VALVE
BAR007-CD-HV-29 | U73B ECONOMIZER RECIRCULATING PUMP DISCHARGE VALVE
BAR007-CD-HV-311 | U71 CONDENSATE PUMP SUCTION VALVE
BAR007-CD-HV-312 | U71 CONDENSATE PUMP DISCHARGE VALVE
BAR007-CD-HV-321 | U72 CONDENSATE PUMP SUCTION VALVE
BAR007-CD-HV-322 | U72 CONDENSATE PUMP DISCHARGE VALVE
BAR007-CD-HV-35C | U73B ECONOMIZER RECIRCULATING PUMP DRAIN VALVE
BAR007-CD-HV-35D | U74B ECONOMIZER RECIRCULATING PUMP DRAIN VALVE
BAR007-CD-HV-399 | U71 VACUUM PUMP SEAL WATER MAKEUP VALVE
BAR007-CD-HV-400 | U72 VACUUM PUMP SEAL WATER MAKEUP VALVE
BAR007-CD-HV-48 | U74A ECONOMIZER RECIRCULATING PUMP DISCHARGE VALVE
BAR007-CD-HV-49 | U73A ECONOMIZER RECIRCULATING PUMP DISCHARGE VALVE
BAR007-CD-HV-55C | U73A ECONOMIZER RECIRCULATING PUMP DRAIN VALVE
BAR007-CD-HV-55D | U74A ECONOMIZER RECIRCULATING PUMP DRAIN VALVE
BAR007-CD-HV-66 | U74B ECONOMIZER RECIRCULATING PUMP SUCTION VALVE
BAR007-CD-HV-67 | U73B ECONOMIZER RECIRCULATING PUMP SUCTION VALVE
BAR007-CD-HV-86 | U74A ECONOMIZER RECIRCULATING PUMP SUCTION VALVE
BAR007-CD-HV-87 | U73A ECONOMIZER RECIRCULATING PUMP SUCTION VALVE
BAR007-CD-MCMA-5C | U73A ECONOMIZER RECIRCULATING PUMP 480V DISCONNECT
BAR007-CD-MCMA-6C | U74A ECONOMIZER RECIRCULATING PUMP 480V DISCONNECT
BAR007-CD-MCMACT-5A | U7CONDENSATE MAKEUP PUMP 480V BREAKER
BAR007-CD-MCMB-6B | U73B ECONOMIZER RECIRCULATING PUMP 480V DISCONNECT
BAR007-CD-MCMB-7A | U74B ECONOMIZER RECIRCULATING PUMP 480V DISCONNECT
BAR007-CD-MV-284A | U7A HRSG CONDENSATE ISOLATION VALVE CDAMV284
BAR007-CD-MV-284B | U7B HRSG CONDENSATE ISOLATION VALVE CDBMV284
BAR007-CD-PBQP00B-42 | U72 CONDENSATE PUMP 4160V MOTOR HEATER 120V DISCONNECT
BAR007-CD-PBQP00B-42 | U71 CONDENSATE PUMP 4160V MOTOR HEATER 120V DISCONNECT
BAR007-CD-PU-001 | U71 CONDENSATE PUMP
BAR007-CD-PU-002 | U72 CONDENSATE PUMP
BAR007-CD-PU-003A | U73A ECONOMIZER RECIRCULATING PUMP
BAR007-CD-PU-003B | U73B ECONOMIZER RECIRCULATING PUMP
BAR007-CD-PU-004A | U74A ECONOMIZER RECIRCULATING PUMP
BAR007-CD-PU-004B | U74B ECONOMIZER RECIRCULATING PUMP
BAR007-CD-SGJA-10FT | U71 CONDENSATE PUMP 4160V BREAKER
BAR007-CD-SGJA-10RT | U72 CONDENSATE PUMP 4160V BREAKER
BAR007-CD-SWDC-SGJA10FT | U71 CONDENSATE PUMP 4160V BREAKER DC SWITCH
BAR007-CD-SWDC-SGJA10RT | U72 CONDENSATE PUMP 4160V BREAKER DC SWITCH
BAR007-CDA-MV-284A | U7A HRSG CONDENSATE BLOCK VALVE 480V BREAKER CDAMV284
BAR007-CDB-MCMB-9F | U7B HRSG CONDENSATE BLOCK VALVE 480V BREAKER CDBMV284
BAR007-CDM-HV-404 | U7CONDENSATE MAKEUP PUMP RECIRCULATING VALVE
BAR007-CDM-HV-420 | U7CONDENSATE MAKEUP PUMP SUCTION VALVE
BAR007-CDM-HV-422 | U7CONDENSATE MAKEUP PUMP DISCHARGE VALVE
BAR007-CDM-HV-42A | U7CONDENSATE MAKEUP PUMP DRAIN VALVE
BAR007-CDM-HV-522 | U7CONDENSATE MAKEUP PUMP SUPPLY VALVE TO UNIT 7
BAR007-CDM-HV-531 | U7CONDENSATE MAKEUP PUMP SUPPLY VALVE AT HOTWELL
BAR007-CDM-HV-54 | U7CONDENSER HOTWELL CONDENSATE MAKEUP WATER SUPPLY VALVE
BAR007-CDM-PU-002 | U7CONDENSATE MAKEUP PUMP
BAR007-CLC-DSC-001 | U71 CLOSED LOOP COOLING WATER PUMP MOTOR HEATER 120V DISCONNECT
BAR007-CLC-HV-001 | U71 CLOSED LOOP HEAT EXCHANGER VENT VALVE
BAR007-CLC-HV-002 | U72 CLOSED LOOP HEAT EXCHANGER VENT VALVE
BAR007-CLC-HV-003 | U71 CLOSED LOOP COOLING WATER PUMP SUCTION VALVE
BAR007-CLC-HV-004 | U72 CLOSED LOOP COOLING WATER PUMP SUCTION VALVE
BAR007-CLC-HV-007 | U71 CLOSED LOOP COOLING WATER PUMP DISCHARGE VALVE
BAR007-CLC-HV-008 | U72 CLOSED LOOP COOLING WATER PUMP DISCHARGE VALVE
BAR007-CLC-HV-031 | U71 CLOSED LOOP HEAT EXCHANGER DRAIN VALVE
BAR007-CLC-HV-035 | U71 CLOSED LOOP COOLING WATER PUMP DRAIN VALVE
BAR007-CLC-HV-09 | U7STEAM TURBINE LUBE OIL COOLING WATER INLET SUPPLY ISOLATION VALVE
BAR007-CLC-HV-10 | U7STEAM TURBINE LUBE OIL COOLING WATER OUTLET RETURN ISOLATION VALVE
BAR007-CLC-HV-100 | U74A ECONOMIZER RECIRCULATING PUMP COOLING WATER OUTLET VALVE
BAR007-CLC-HV-101 | U74A ECONOMIZER RECIRCULATING PUMP COOLING WATER INLET VALVE
BAR007-CLC-HV-102 | U73A ECONOMIZER RECIRCULATING PUMP COOLING WATER OUTLET VALVE
BAR007-CLC-HV-102 | U73A ECONOMIZER RECIRCULATING PUMP SEAL WATER OUTLET VALVE
BAR007-CLC-HV-103 | U73A ECONOMIZER RECIRCULATING PUMP COOLING WATER INLET VALVE
BAR007-CLC-HV-103 | U73A ECONOMIZER RECIRCULATING PUMP SEAL WATER INLET VALVE
BAR007-CLC-HV-113A | U7A COMBUSTION TURBINE LUBE OIL COOLING WATER INLET SUPPLY DRAIN VALVE AT HEAT EXCHANGERS
BAR007-CLC-HV-113B | U7B COMBUSTION TURBINE LUBE OIL COOLING WATER INLET SUPPLY DRAIN VALVE AT HEAT EXCHANGERS
BAR007-CLC-HV-115 | U7A COMBUSTION TURBINE FLAME SCANNER COOLING WATER SUPPLY VALVE
BAR007-CLC-HV-156 | U73B ECONOMIZER RECIRCULATING PUMP COOLING WATER INLET VALVE
BAR007-CLC-HV-157 | U73B ECONOMIZER RECIRCULATING PUMP COOLING WATER OUTLET VALVE
BAR007-CLC-HV-158 | U74B ECONOMIZER RECIRCULATING PUMP COOLING WATER INLET VALVE
BAR007-CLC-HV-159 | U74B ECONOMIZER RECIRCULATING PUMP COOLING WATER OUTLET VALVE
BAR007-CLC-HV-199 | U7A COMBUSTION TURBINE FLAME SCANNER COOLING WATER RETURN VALVE
BAR007-CLC-HV-21 | U7A COMBUSTION TURBINE LUBE OIL COOLING WATER INLET SUPPLY ISOLATION VALVE AT HEAT EXCHANGERS
BAR007-CLC-HV-22 | U7A COMBUSTION TURBINE LUBE OIL COOLING WATER OUTLET RETURN ISOLATION VALVE AT HEAT EXCHANGERS
BAR007-CLC-HV-25 | U7B COMBUSTION TURBINE LUBE OIL COOLING WATER OUTLET RETURN VALVE AT HEAT EXCHANGERS
BAR007-CLC-HV-252 | U7STEAM TURBINE LUBE OIL COOLING WATER EAST INLET SUPPLY VALVE AT HEAT EXCHANGERS
BAR007-CLC-HV-253 | U7STEAM TURBINE LUBE OIL COOLING WATER EAST OUTLET RETURN VALVE AT HEAT EXCHANGERS
BAR007-CLC-HV-254 | U7STEAM TURBINE LUBE OIL COOLING WATER WEST INLET SUPPLY VALVE AT HEAT EXCHANGERS
BAR007-CLC-HV-255 | U7STEAM TURBINE LUBE OIL COOLING WATER WEST OUTLET RETURN VALVE AT HEAT EXCHANGERS
BAR007-CLC-HV-26 | U7B COMBUSTION TURBINE LUBE OIL COOLING WATER INLET SUPPLY VALVE AT HEAT EXCHANGERS
BAR007-CLC-HV-32 | U72 CLOSED LOOP HEAT EXCHANGER DRAIN VALVE
BAR007-CLC-HV-36 | U72 CLOSED LOOP COOLING WATER PUMP DRAIN VALVE
BAR007-CLC-HV-49 | U7STEAM TURBINE LUBE OIL COOLING WATER INLET SUPPLY DRAIN VALVE
BAR007-CLC-HV-51 | U7STEAM TURBINE LUBE OIL COOLING WATER OUTLET RETURN DRAIN VALVE
BAR007-CLC-HV-610021A | U7A COMBUSTION TURBINE LUBE OIL COOLING WATER INLET SUPPLY ROOT VALVE AT HEAT EXCHANGERS
BAR007-CLC-HV-610022A | U7A COMBUSTION TURBINE LUBE OIL COOLING WATER OUTLET RETURN ROOT VALVE AT HEAT EXCHANGERS
BAR007-CLC-HV-610025B | U7B COMBUSTION TURBINE LUBE OIL COOLING WATER OUTLET RETURN ROOT VALVE AT HEAT EXCHANGERS
BAR007-CLC-HV-610026B | U7B COMBUSTION TURBINE LUBE OIL COOLING WATER INLET SUPPLY ROOT VALVE AT HEAT EXCHANGERS
BAR007-CLC-HV-95 | U72 CLOSED LOOP COOLING WATER PUMP VENT VALVE
BAR007-CLC-HV-95A | U71 CLOSED LOOP COOLING WATER PUMP VENT VALVE
BAR007-CLC-HX-001 | U71 CLOSED LOOP HEAT EXCHANGER
BAR007-CLC-HX-002 | U72 CLOSED LOOP HEAT EXCHANGER
BAR007-CLC-HX-004 | U7STEAM TURBINE LUBE OIL COOLERS EAST & WEST
BAR007-CLC-HX-6100 | U7A COMBUSTION TURBINE LUBE OIL COOLING WATER
BAR007-CLC-HX-6101 | U7B COMBUSTION TURBINE LUBE OIL COOLING WATER
BAR007-CLC-PBQP00B-33 | U72 CLOSED LOOP COOLING WATER PUMP MOTOR HEATER 120V DISCONNECT
BAR007-CLC-PU-001 | U71 CLOSED LOOP COOLING WATER PUMP
BAR007-CLC-PU-002 | U72 CLOSED LOOP COOLING WATER PUMP
BAR007-CLC-SGJA-11FT | U71 CLOSED LOOP COOLING WATER PUMP 4160V BREAKER
BAR007-CLC-SGJA-11RT | U72 CLOSED LOOP COOLING WATER PUMP 4160V BREAKER
BAR007-CLC-SWDC-SGJA11FT | U71 CLOSED LOOP COOLING WATER PUMP 4160V BREAKER DC SWITCH
BAR007-CLC-SWDC-SGJA11RT | U72 CLOSED LOOP COOLING WATER PUMP 4160V BREAKER DC SWITCH
BAR007-CTR-HV-60051 | U7COOLING TOWER HOT LEG BLOW DOWN BYPASS VALVE
BAR007-CTR-HV-60052 | U7COOLING TOWER BLOW DOWN TIE VALVE
BAR007-CTR-HV-60061 | U7COOLING TOWER HOT LEG MANUAL BLOW DOWN BYPASS VALVE
BAR007-CTR-HV-60062 | U7COOLING TOWER HOT LEG MANUAL BLOW DOWN VALVE BEFORE AUTO VALVE
BAR007-CTR-HV-60063 | U7COOLING TOWER HOT LEG MANUAL BLOW DOWN VALVE AFTER AUTO VALVE
BAR007-CTR-MCMACT-1C | U7A/B COOLING TOWER CELLS RISER VALVE 480V BREAKER CTRMV001
BAR007-CTR-MCMACT-1E | U7A COOLING TOWER FAN 480V DISCONNECT
BAR007-CTR-MCMACT-2C | U7C/D COOLING TOWER CELLS RISER VALVE 480V BREAKER CTRMV002
BAR007-CTR-MCMACT-2E | U7C COOLING TOWER FAN 480V DISCONNECT
BAR007-CTR-MCMACT-3C | U7E/F COOLING TOWER CELLS RISER VALVE 480V BREAKER CTRMV003
BAR007-CTR-MCMACT-3E | U7E COOLING TOWER FAN 480V DISCONNECT
BAR007-CTR-MCMACT-4E | U7G COOLING TOWER FAN 480V DISCONNECT
BAR007-CTR-MCMACT-5E | U7J COOLING TOWER FAN 480V DISCONNECT
BAR007-CTR-MCMBCT-1C | U7COOLING TOWER RISER BYPASS VALVE CTBYPFV001
BAR007-CTR-MCMBCT-1E | U7B COOLING TOWER FAN 480V DISCONNECT
BAR007-CTR-MCMBCT-2C | U7G/H COOLING TOWER CELLS RISER VALVE 480V BREAKER CTRMV004
BAR007-CTR-MCMBCT-2E | U7D COOLING TOWER FAN 480V DISCONNECT
BAR007-CTR-MCMBCT-3C | U7COOLING TOWER HOT LEG BLOW DOWN VALVE
BAR007-CTR-MCMBCT-3E | U7F COOLING TOWER FAN 480V DISCONNECT
BAR007-CTR-MCMBCT-4B | U7J/K COOLING TOWER CELLS RISER VALVE 480V BREAKER CTRMV005
BAR007-CTR-MCMBCT-4E | U7H COOLING TOWER FAN 480V DISCONNECT
BAR007-CTR-MCMBCT-5E | U7K COOLING TOWER FAN 480V DISCONNECT
BAR007-CTR-SGJA-03B | U7COOLING TOWER MCC B TRANSFORMER FEED 4160V ACB BREAKER
BAR007-CTR-SGJA-03T | U7COOLING TOWER MCC A TRANSFORMER FEED 4160V ACB BREAKER
BAR007-CTR-SWDC-SGJA03B | U7COOLING TOWER MCC B TRANSFORMER FEED 4160V ACB BREAKER DC SWITCH
BAR007-CTR-SWDC-SGJA03T | U7COOLING TOWER MCC A TRANSFORMER FEED 4160V ACB BREAKER DC SWITCH
BAR007-CW-BKRJ-6001 | U7COOLING TOWER MCC A TRANSFORMER FEED BREAKER
BAR007-CW-BKRJ-6002 | U7COOLING TOWER MCC B TRANSFORMER FEED BREAKER
BAR007-CW-CD-001 | U7CONDENSER WATER BOX NORTH DRAIN VALVE
BAR007-CW-CD-001 | U7CONDENSER WATER BOX
BAR007-CW-CL-6200 | U7COOLING TOWER
BAR007-CW-DSC-600520 | U7CIRCULATING WATER PUMPS 4160V MOTOR HEATERS 120V DISCONNECT 1&2
BAR007-CW-FN-6000A | U7A COOLING TOWER FAN
BAR007-CW-FN-6000B | U7B COOLING TOWER FAN
BAR007-CW-FN-6000C | U7C COOLING TOWER FAN
BAR007-CW-FN-6000D | U7D COOLING TOWER FAN
BAR007-CW-FN-6000E | U7E COOLING TOWER FAN
BAR007-CW-FN-6000F | U7F COOLING TOWER FAN
BAR007-CW-FN-6000G | U7G COOLING TOWER FAN
BAR007-CW-FN-6000H | U7H COOLING TOWER FAN
BAR007-CW-FN-6000J | U7J COOLING TOWER FAN
BAR007-CW-FN-6000K | U7K COOLING TOWER FAN
BAR007-CW-HV-005 | U7CONDENSER WATER BOX SOUTH DRAIN VALVE
BAR007-CW-HV-371 | U71 VACUUM PUMP COOLING WATER INLET VALVE
BAR007-CW-HV-372 | U72 VACUUM PUMP COOLING WATER INLET VALVE
BAR007-CW-HV-37C | U72 VACUUM PUMP COOLING WATER DRAIN VALVE
BAR007-CW-HV-381 | U71 VACUUM PUMP COOLING WATER OUTLET VALVE
BAR007-CW-HV-382 | U72 VACUUM PUMP COOLING WATER OUTLET VALVE
BAR007-CW-HV-38A | U71 VACUUM PUMP COOLING WATER DRAIN VALVE
BAR007-CW-HV-53 | U71 CLOSED LOOP HEAT EXCHANGER CIRCULATING WATER INLET VALVE
BAR007-CW-HV-53C | U72 VACUUM PUMP COOLING WATER TO CIRCULATING WATER OUTLET VALVE
BAR007-CW-HV-54 | U71 CLOSED LOOP HEAT EXCHANGER CIRCULATING WATER OUTLET VALVE
BAR007-CW-HV-54C | U71 VACUUM PUMP COOLING WATER TO CIRCULATING WATER OUTLET VALVE
BAR007-CW-HV-55 | U71 CLOSED LOOP HEAT EXCHANGER CIRCULATING WATER OUTLET BYPASS VALVE
BAR007-CW-HV-56 | U71 CLOSED LOOP HEAT EXCHANGER CIRCULATING WATER INLET BYPASS VALVE
BAR007-CW-HV-57 | U72 CLOSED LOOP HEAT EXCHANGER CIRCULATING WATER INLET VALVE
BAR007-CW-HV-58 | U72 CLOSED LOOP HEAT EXCHANGER CIRCULATING WATER OUTLET VALVE
BAR007-CW-HV-59 | U72 CLOSED LOOP HEAT EXCHANGER CIRCULATING WATER OUTLET BYPASS VALVE
BAR007-CW-HV-60 | U72 CLOSED LOOP HEAT EXCHANGER CIRCULATING WATER INLET BYPASS VALVE
BAR007-CW-MCMACT-1B | U71 CIRCULATING WATER PUMP DISCHARGE MOTOR OPERATED VALVE 480V DISCONNECT
BAR007-CW-MCMBCT-1B | U72 CIRCULATING WATER PUMP DISCHARGE MOTOR OPERATED VALVE 480V DISCONNECT
BAR007-CW-MV-001 | U7A/B COOLING TOWER CELLS RISER VALVE CTRMV001
BAR007-CW-MV-002 | U7C/D COOLING TOWER CELLS RISER VALVE CTRMV002
BAR007-CW-MV-003 | U7E/F COOLING TOWER RISER CTRMV003
BAR007-CW-MV-003 | U7E/F COOLING TOWER RISER CTRMV003 480V BREAKER
BAR007-CW-MV-003 | U7E/F COOLING TOWER CELLS RISER VALVE CTRMV003
BAR007-CW-MV-004 | U7G/H COOLING TOWER CELLS RISER VALVE CTRMV004
BAR007-CW-MV-004 | U7G/H COOLING TOWER RISER CTRMV004
BAR007-CW-MV-004 | U7G/H COOLING TOWER RISER CTRMV004 480V BREAKER
BAR007-CW-MV-005 | U7J/K COOLING TOWER RISER CTRMV005 480V BREAKER
BAR007-CW-MV-005 | U7J/K COOLING TOWER RISER CTRMV005
BAR007-CW-MV-005 | U7J/K COOLING TOWER CELLS RISER VALVE CTRMV005
BAR007-CW-PU-001 | U71 CIRCULATING WATER PUMP
BAR007-CW-PU-002 | U72 CIRCULATING WATER PUMP
BAR007-CW-SGJA-10FB | U71 CIRCULATING WATER PUMP 4160V ACB BREAKER
BAR007-CW-SGJA-10RB | U72 CIRCULATING WATER PUMP 4160V ACB BREAKER
BAR007-CW-SWDC-SGJA10FB | U71 CIRCULATING WATER PUMP 4160V ACB BREAKER DC SWITCH
BAR007-CW-SWDC-SGJA10RB | U72 CIRCULATING WATER PUMP 4160V ACB BREAKER DC SWITCH
BAR007-CW-XV-6005 | U7COOLING TOWER HOT LEG BLOW DOWN VALVE
BAR007-CWM-BKRQ-6100 | U74 COOLING TOWER MAKEUP PUMP RECIRCULATING VALVE 110V BREAKER
BAR007-CWM-HV-01 | U7COOLING TOWER MAKEUP SUPPLY VALVE
BAR007-CWM-HV-02 | U7COOLING TOWER MAKEUP SUPPLY BYPASS VALVE
BAR007-CWM-HV-502 | U74 COOLING TOWER MAKEUP PUMP DISCHARGE VALVE
BAR007-CWM-HV-527 | U74 COOLING TOWER MAKEUP PUMP RECIRCULATING VALVE AFTER AUTO VALVE
BAR007-CWM-HV-6060 | U7COOLING TOWER MAKEUP TIE VALVE
BAR007-CWM-MCJB-03T | U73 COOLING TOWER MAKEUP PUMP 4160V BREAKER
BAR007-CWM-MCJB-04T | U74 COOLING TOWER MAKEUP PUMP 4160V BREAKER
BAR007-CWM-PBQP00K-6 | U7COOLING TOWER MAKEUP PUMP 4160V MOTOR HEATER 120V DISCONNECT 3&4
BAR007-CWM-PU-003 | U73 COOLING TOWER MAKEUP PUMP
BAR007-CWM-PU-004 | U74 COOLING TOWER MAKEUP PUMP
BAR007-CWM-STANDARD-01 | U67COOLING TOWER MAKEUP PUMPS
BAR007-CWM-SWDC-MCJB03T | U73 COOLING TOWER MAKEUP PUMP 4160V BREAKER DC SWITCH
BAR007-CWM-SWDC-MCJB04T | U74 COOLING TOWER MAKEUP PUMP 4160V BREAKER DC SWITCH
BAR007-DD-STANDARD-01 | U7A COMBUSTION TURBINE NATURAL GAS SUPPLY
BAR007-DD-STANDARD-02 | U7B COMBUSTION TURBINE NATURAL GAS SUPPLY
BAR007-DD-STANDARD-07 | U7A HRSG DUCT BURNER NATURAL GAS SUPPLY
BAR007-DD-STANDARD-08 | U7B HRSG DUCT BURNER NATURAL GAS SUPPLY
BAR007-DSHA-HV-220 | U7A POWER AUGMENTATION SPRAY WATER MANUAL VALVE
BAR007-DSHA-TV-301 | U7A HRSG POWER AUGMENTATION SPRAY WATER AUTO VALVE AIR SUPPLY VALVE
BAR007-DSHB-TV-301 | U7B HRSG POWER AUGMENTATION SPRAY WATER AUTO VALVE AIR SUPPLY VALVE
BAR007-E-BKRJ-3014 | U7COMBUSTION TURBINE LCI TRANSFORMER FEED BREAKER
BAR007-EA-DSC-7000847 | U7STEAM TURBINE GENERATOR BREAKER 847 DISCONNECT
BAR007-EA-EP-70021A | U7A COMBUSTION TURBINE GENERATOR FIELD GROUND FUSE 120V
BAR007-EA-FBMQ-70002 | U7STEAM TURBINE GENERATOR VT2 SECONDARY POTENTIAL TRANSFORMER FUSES
BAR007-EA-FBMQ-70003 | U7STEAM TURBINE GENERATOR VT3 SECONDARY POTENTIAL TRANSFORMER FUSES
BAR007-EA-FBMQ-70004 | U7STEAM TURBINE GENERATOR FIELD GROUND DETECTION FUSE
BAR007-EA-FBMQ-70012A | U7A COMBUSTION TURBINE POTENTIAL TRANSFORMER TRANSFORMER VT2 SECONDARY 120V FUSES
BAR007-EA-FBMQ-70013A | U7A COMBUSTION TURBINE POTENTIAL TRANSFORMER TRANSFORMER VT3 SECONDARY 120V FUSES
BAR007-EA-FBMQ-70021B | U7B COMBUSTION TURBINE GENERATOR FIELD GROUND FUSE 120V
BAR007-EA-FBMQ-70022B | U7B COMBUSTION TURBINE POTENTIAL TRANSFORMER TRANSFORMER VT2 SECONDARY 120V FUSES
BAR007-EA-FBMQ-70023B | U7B COMBUSTION TURBINE POTENTIAL TRANSFORMER TRANSFORMER VT3 SECONDARY 120V FUSES
BAR007-EA-GEN-3700ACT | U7A COMBUSTION TURBINE GENERATOR
BAR007-EA-GEN-3700BCT | U7B COMBUSTION TURBINE GENERATOR
BAR007-EA-GEN-3700ST | U7STEAM TURBINE GENERATOR
BAR007-EA-GND-3000A | U7A COMBUSTION TURBINE GENERATOR PHASE 1 TO GROUND
BAR007-EA-GND-3000B | U7B COMBUSTION TURBINE GENERATOR PHASE 1 TO GROUND
BAR007-EA-GND-3000ST | U7STEAM TURBINE GENERATOR PHASE 1 TO GROUND
BAR007-EA-GND-3001A | U7A COMBUSTION TURBINE GENERATOR PHASE 1 TO PHASE 2 GROUND
BAR007-EA-GND-3001B | U7B COMBUSTION TURBINE GENERATOR PHASE 1 TO PHASE 2 GROUND
BAR007-EA-GND-3001ST | U7STEAM TURBINE GENERATOR PHASE 1 TO PHASE 2 GROUND
BAR007-EA-GND-3002A | U7A COMBUSTION TURBINE GENERATOR PHASE 2 TO PHASE 3 GROUND
BAR007-EA-GND-3002B | U7B COMBUSTION TURBINE GENERATOR PHASE 2 TO PHASE 3 GROUND
BAR007-EA-GND-3002ST | U7STEAM TURBINE GENERATOR PHASE 2 TO PHASE 3 GROUND
BAR007-EA-PBMCCA-120-6 | U7A COMBUSTION TURBINE GENERATOR LCI 89SS1 120V BREAKER
BAR007-EA-PBMCCB-120-6 | U7B COMBUSTION TURBINE GENERATOR LCI 89SS2 120V BREAKER
BAR007-EA-SGJA-01B | U7STEAM TURBINE EX2100E EXCITATION TRANSFORMER FEED 4160V ACB BREAKER
BAR007-EA-SGJA-01T | U7COMBUSTION TURBINE LCI TRANSFORMER FEED 4160V ACB BREAKER
BAR007-EA-SWDC-SGJA01B | U7STEAM TURBINE EX2100E EXCITATION TRANSFORMER FEED 4160V ACB BREAKER DC SWITCH
BAR007-EA-SWDC-SGJA01T | U7COMBUSTION TURBINE LCI TRANSFORMER FEED 4160V ACB BREAKER DC SWITCH
BAR007-EA-TBB-8-701A | U7A COMBUSTION TURBINE GENERATOR NEUTRAL TRANSFORMER SECONDARY LINK TBB8 WIRE 701
BAR007-EA-TBB-8-701B | U7B COMBUSTION TURBINE GENERATOR NEUTRAL TRANSFORMER SECONDARY LINK TBB8 WIRE 701
BAR007-EA-TBB-8-701ST | U7STEAM TURBINE GENERATOR NEUTRAL TRANSFORMER SECONDARY WIRE ON TBB8 WIRE 701
BAR007-EA-TBB-9-700A | U7A COMBUSTION TURBINE GENERATOR NEUTRAL TRANSFORMER SECONDARY LINK TBB9 WIRE 700
BAR007-EA-TBB-9-700B | U7B COMBUSTION TURBINE GENERATOR NEUTRAL TRANSFORMER SECONDARY LINK TBB9 WIRE 700
BAR007-EA-TBB-9-700ST | U7STEAM TURBINE GENERATOR NEUTRAL TRANSFORMER SECONDARY WIRE ON TBB9 WIRE 700
BAR007-EB-BKRJ-3011 | U7A COMBUSTION TURBINE EX2100E TRANSFORMER FEED BREAKER
BAR007-EB-SGJA-02B | U7B COMBUSTION TURBINE EX2100E EXCITATION TRANSFORMER FEED 4160V ACB BREAKER
BAR007-EB-SGJA-02T | U7A COMBUSTION TURBINE EX2100E EXCITATION TRANSFORMER FEED 4160V ACB BREAKER
BAR007-EB-SWDC-SGJA02B | U7B COMBUSTION TURBINE EX2100E EXCITATION TRANSFORMER FEED 4160V ACB BREAKER DC SWITCH
BAR007-EB-SWDC-SGJA02T | U7A COMBUSTION TURBINE EX2100E EXCITATION TRANSFORMER FEED 4160V ACB BREAKER DC SWITCH
BAR007-EC-MCC1A-DC03FM | U7A COMBUSTION TURBINE EMERGENCY SEAL OIL PUMP 125V MCB DC BREAKER 88ES1
BAR007-EC-MCC1B-DC03FM | U7B COMBUSTION TURBINE EMERGENCY SEAL OIL PUMP 125V MCB DC BREAKER 88ES1
BAR007-EC-MCC2A-AC02RI | U7A COMBUSTION TURBINE AUXILIARY SEAL OIL PUMP 480V BREAKER 88QS1
BAR007-EC-MCC2B-AC02RI | U7B COMBUSTION TURBINE AUXILIARY SEAL OIL PUMP 480V BREAKER 88QS1
BAR007-EC-STANDARD-01 | U7A COMBUSTION TURBINE SEAL OIL REGULATOR BYPASS
BAR007-EC-STANDARD-01 | U7A COMBUSTION TURBINE SEAL OIL SYSTEM
BAR007-EC-STANDARD-02 | U7B COMBUSTION TURBINE SEAL OIL SYSTEM
BAR007-EC-VL-103A | U7A COMBUSTION TURBINE SEAL OIL VALVE BEFORE REGULATOR
BAR007-EC-VL-103B | U7B COMBUSTION TURBINE SEAL OIL VALVE BEFORE REGULATOR
BAR007-EC-VL-104B | U7B COMBUSTION TURBINE SEAL OIL REGULATOR BYPASS
BAR007-EC-VL-105A | U7A COMBUSTION TURBINE SEAL OIL VALVE AFTER REGULATOR
BAR007-EC-VL-105B | U7B COMBUSTION TURBINE SEAL OIL VALVE AFTER REGULATOR
BAR007-EC-VL-3402 | U7STEAM TURBINE SEAL OIL VALVE AFTER REGULATOR
BAR007-EC-VL-3434 | U7STEAM TURBINE SEAL OIL VALVE BEFORE REGULATOR
BAR007-EC-XV-3051 | U7STEAM TURBINE SEAL OIL REGULATOR
BAR007-EC-XV-3051 | U7STEAM TURBINE SEAL OIL BYPASS VALVE
BAR007-EF-HV-58A | U7A COMBUSTION TURBINE GENERATOR CO2 VENT VALVE CO2 SUPPLY/VENT VALVE
BAR007-EF-HV-58B | U7B COMBUSTION TURBINE GENERATOR CO2 VENT VALVE CO2 SUPPLY/VENT VALVE
BAR007-EF-HV-CG04 | U7B COMBUSTION TURBINE GENERATOR CO2 SUPPLY VALVE 2 UP STREAM OF NORMAL ISOLATION VALVE
BAR007-EF-HV-CG05 | U7B COMBUSTION TURBINE GENERATOR CO2 SUPPLY VALVE 1 UP STREAM OF NORMAL ISOLATION VALVE
BAR007-EF-HV-CG06 | U7B COMBUSTION TURBINE GENERATOR CO2 NORMAL ISOLATION VALVE
BAR007-EF-HV-CG07 | U7A COMBUSTION TURBINE GENERATOR CO2 SUPPLY VALVE 2 UP STREAM OF NORMAL ISOLATION VALVE
BAR007-EF-HV-CG08 | U7A COMBUSTION TURBINE GENERATOR CO2 SUPPLY VALVE 1 UP STREAM OF NORMAL ISOLATION VALVE
BAR007-EF-HV-CG09 | U7A COMBUSTION TURBINE GENERATOR CO2 NORMAL ISOLATION VALVE
BAR007-EF-PLGM-3901A | U7A COMBUSTION TURBINE HYDROGEN SUPPLY LINE BLANK
BAR007-EF-PLGM-3901B | U7B COMBUSTION TURBINE HYDROGEN SUPPLY LINE BLANK
BAR007-EF-PLGM-3901ST | U7STEAM TURBINE GENERATOR HYDROGEN SUPPLY LINE BLANK
BAR007-EF-STANDARD-05 | U7A COMBUSTION TURBINE GENERATOR CO2 SUPPLY
BAR007-EF-STANDARD-06 | U7A COMBUSTION TURBINE GENERATOR HYDROGEN SUPPLY
BAR007-EF-STANDARD-07 | U7B COMBUSTION TURBINE GENERATOR CO2 SUPPLY
BAR007-EF-STANDARD-08 | U7B COMBUSTION TURBINE GENERATOR HYDROGEN SUPPLY
BAR007-EF-VL-316 | U7A COMBUSTION TURBINE HYDROGEN SUPPLY NORMAL ISOLATION VALVE
BAR007-EF-VL-320 | U7B COMBUSTION TURBINE HYDROGEN SUPPLY NORMAL ISOLATION VALVE
BAR007-EF-VL-HG04 | U7B COMBUSTION TURBINE GENERATOR HYDROGEN SUPPLY VALVE 2 UP STREAM OF NORMAL SUPPLY VALVE
BAR007-EF-VL-HG05 | U7B COMBUSTION TURBINE GENERATOR HYDROGEN SUPPLY VALVE 1 UP STREAM OF NORMAL SUPPLY VALVE
BAR007-EF-VL-HG07 | U7A COMBUSTION TURBINE GENERATOR HYDROGEN SUPPLY VALVE 2 UP STREAM OF NORMAL SUPPLY VALVE
BAR007-EF-VL-HG08 | U7A COMBUSTION TURBINE GENERATOR HYDROGEN SUPPLY VALVE 1 UP STREAM OF NORMAL SUPPLY VALVE
BAR007-EF-VL-HG10 | U72 STEAM TURBINE GENERATOR HYDROGEN SUPPLY VALVE UP STREAM OF NORMAL SUPPLY VALVE
BAR007-EF-VL-HG11 | U71 STEAM TURBINE GENERATOR HYDROGEN SUPPLY VALVE UP STREAM OF NORMAL SUPPLY VALVE
BAR007-EF-VL-HG12 | U7STEAM TURBINE GENERATOR HYDROGEN SUPPLY NORMAL ISOLATION VALVE
BAR007-FD-FV-73 | U7EHC CONDITIONING PUMP ISOLATION VALVE FV73
BAR007-FD-FV-80 | U7EHC CONDITIONING PUMP DRAIN VALVE FV80
BAR007-FD-MCMA-5A | U71 STEAM TURBINE EHC HYDRAULIC FLUID PUMP 480V DISCONNECT
BAR007-FD-MCMB-5A | U72 STEAM TURBINE EHC HYDRAULIC FLUID PUMP 480V DISCONNECT
BAR007-FD-PU-3025 | U71 STEAM TURBINE EHC HYDRAULIC FLUID PUMP
BAR007-FD-PU-3026 | U72 STEAM TURBINE EHC HYDRAULIC FLUID PUMP
BAR007-FD-PU-3027 | U7EHC CONDITIONING PUMP
BAR007-FF-MCMB-4B | U72 STEAM TURBINE AC LUBE OIL PUMP 480V BREAKER
BAR007-FF-MCMCRIT-1E | U71 STEAM TURBINE AC LUBE OIL PUMP 480V BREAKER
BAR007-FF-PU-3000 | U7STEAM TURBINE DC LUBE OIL PUMP
BAR007-FF-PU-3008 | U7STEAM TURBINE AC LUBE OIL PUMPS
BAR007-FF-SWDC-3000-01 | U7STEAM TURBINE DC LUBE OIL PUMP 125V BREAKER
BAR007-FH-MCC2A-AC06FG | U7A COMBUSTION TURBINE TURNING GEAR MOTOR 480V BREAKER
BAR007-FH-MCC2B-AC06FI | U7B COMBUSTION TURBINE TURNING GEAR MOTOR 480V BREAKER
BAR007-FH-MCMCRIT-1A | U7STEAM TURBINE PIGGY BACK MOTOR 480V BREAKER
BAR007-FH-MCMCRIT-1C | U7STEAM TURBINE TURNING GEAR MOTOR 480V BREAKER
BAR007-FH-MO-3000 | U7STEAM TURBINE PIGGY BACK MOTOR
BAR007-FH-MO-3001 | U7STEAM TURBINE TURNING GEAR MOTOR
BAR007-FH-MO-88TG1A | U7A COMBUSTION TURBINE TURNING GEAR MOTOR
BAR007-FH-MO-88TG1B | U7B COMBUSTION TURBINE TURNING GEAR MOTOR
BAR007-FK-BW-3030 | U71 STEAM TURBINE VAPOR EXTRACTOR
BAR007-FK-BW-3031 | U72 STEAM TURBINE VAPOR EXTRACTOR
BAR007-FK-MCMA-3A | U71 STEAM TURBINE VAPOR EXTRACTOR BLOWER 480V BREAKER
BAR007-FK-MCMB-2B | U72 STEAM TURBINE VAPOR EXTRACTOR BLOWER 480V BREAKER
BAR007-FWA-BKRM-30302A | U7A1 BOILER FEED PUMP HYDRAULIC COUPLING LUBE OIL PUMP 1 480V DISCONNECT
BAR007-FWA-BKRM-30303A | U7A1 BOILER FEED PUMP HYDRAULIC COUPLING LUBE OIL PUMP 2 480V DISCONNECT
BAR007-FWA-BKRM-303114A | U7A2 BOILER FEED PUMP 4160V MOTOR HEATER 120V DISCONNECT
BAR007-FWA-BKRM-303114A | U7A2 BOILER FEED PUMP 4160V MOTOR HEATER DISCONNECT
BAR007-FWA-BKRM-30312A | U7A2 BOILER FEED PUMP HYDRAULIC COUPLING LUBE OIL PUMP 1 480V DISCONNECT
BAR007-FWA-BKRM-30313A | U7A2 BOILER FEED PUMP HYDRAULIC COUPLING LUBE OIL PUMP 2 480V DISCONNECT
BAR007-FWA-BKRQ-30301A | U7A1 BOILER FEED PUMP IMMERSION HEATER 120V MCB DISCONNECT
BAR007-FWA-BKRQ-30304A-8 | U7A1 BOILER FEED PUMP LUBE OIL HEATER 120V MCB BREAKER 8
BAR007-FWA-BKRQ-30305A-4 | U7A1 BOILER FEED PUMP BECK DRIVE 120V MCB BREAKER 4
BAR007-FWA-BKRQ-30311A | U7A2 BOILER FEED PUMP IMMERSION HEATER 120V MCB DISCONNECT
BAR007-FWA-BKRQ-30314A-8 | U7A2 BOILER FEED PUMP LUBE OIL HEATER 120V MCB BREAKER 8
BAR007-FWA-BKRQ-30315A-4 | U7A2 BOILER FEED PUMP BECK DRIVE 120V MCB BREAKER 4
BAR007-FWA-HV-303010A | U7A1 BOILER FEED PUMP SUCTION VALVE
BAR007-FWA-HV-303011A | U7A1 BOILER FEED PUMP COOLING WATER INLET VALVE
BAR007-FWA-HV-303012A | U7A1 BOILER FEED PUMP COOLING WATER OUTLET VALVE
BAR007-FWA-HV-303013A | U7A1 BOILER FEED PUMP CASING DRAIN
BAR007-FWA-HV-303014A | U7A1 BOILER FEED PUMP COOLING WATER INLET DRAIN VALVE
BAR007-FWA-HV-303015A | U7A1 BOILER FEED PUMP COOLING WATER OUTLET DRAIN VALVE
BAR007-FWA-HV-30306A | U7A1 BOILER FEED PUMP HIGH PRESSURE DISCHARGE VALVE
BAR007-FWA-HV-30307A | U7A1 BOILER FEED PUMP INTERMEDIATE PRESSURE DISCHARGE VALVE
BAR007-FWA-HV-30308A | U7A1 BOILER FEED PUMP MINIMUM FLOW VALVE
BAR007-FWA-HV-30309A | U7A1 BOILER FEED PUMP BALANCE FLOW VALVE
BAR007-FWA-HV-303110A | U7A2 BOILER FEED PUMP SUCTION VALVE
BAR007-FWA-HV-303111A | U7A2 BOILER FEED PUMP COOLING WATER INLET VALVE
BAR007-FWA-HV-303112A | U7A2 BOILER FEED PUMP COOLING WATER OUTLET VALVE
BAR007-FWA-HV-303113A | U7A2 BOILER FEED PUMP CASING DRAIN VALVE
BAR007-FWA-HV-303114A | U7A2 BOILER FEED PUMP COOLING WATER INLET DRAIN VALVE
BAR007-FWA-HV-303115A | U7A2 BOILER FEED PUMP COOLING WATER OUTLET DRAIN
BAR007-FWA-HV-30316A | U7A2 BOILER FEED PUMP HIGH PRESSURE DISCHARGE VALVE
BAR007-FWA-HV-30317A | U7A2 BOILER FEED PUMP INTERMEDIATE PRESSURE DISCHARGE VALVE
BAR007-FWA-HV-30318A | U7A2 BOILER FEED PUMP MINIMUM FLOW VALVE
BAR007-FWA-HV-30319A | U7A2 BOILER FEED PUMP BALANCE FLOW VALVE
BAR007-FWA-MA-PBQ-3001A-1 | U7A1 BOILER FEED PUMP 4160V MOTOR HEATER 120V DISCONNECT
BAR007-FWA-MA-PBQ-3001A-1 | U7A1 BOILER FEED PUMP 4160V MOTOR HEATER DISCONNECT
BAR007-FWA-MCMA-7A | U7A1 BOILER FEED PUMP AUXILIARY LUBE OIL PUMP 480V DISCONNECT
BAR007-FWA-MCMA-7B | U7A2 BOILER FEED PUMP AUXILIARY LUBE OIL PUMP 480V DISCONNECT
BAR007-FWA-PU-001 | U7A1 BOILER FEED PUMP
BAR007-FWA-PU-002 | U7A2 BOILER FEED PUMP
BAR007-FWA-PU-002 | U7A2 BOILER FEED PUMP COOLING WATER DRAIN
BAR007-FWA-SGJA-11FB | U7A1 BOILER FEED PUMP 4160V ACB BREAKER
BAR007-FWA-SGJA-12FB | U7A2 BOILER FEED PUMP 4160V ACB BREAKER
BAR007-FWA-SWDC-SGJA11FB | U7A1 BOILER FEED PUMP 4160V ACB BREAKER DC SWITCH
BAR007-FWA-SWDC-SGJA12FB | U7A2 BOILER FEED PUMP 4160V ACB BREAKER DC SWITCH
BAR007-FWB-BKRM-30402 | U7B1 BOILER FEED PUMP HYDRAULIC COUPLING LUBE OIL PUMP 1 480V DISCONNECT
BAR007-FWB-BKRM-30404 | U7B2 BOILER FEED PUMP HYDRAULIC COUPLING LUBE OIL PUMP 2 480V DISCONNECT
BAR007-FWB-BKRM-30412B | U7B2 BOILER FEED PUMP HYDRAULIC COUPLING LUBE OIL PUMP 1 480V DISCONNECT
BAR007-FWB-BKRM-30413B | U7B2 BOILER FEED PUMP HYDRAULIC COUPLING LUBE OIL PUMP 2 480V DISCONNECT
BAR007-FWB-BKRQ-30411B | U7B2 BOILER FEED PUMP IMMERSION HEATER 120V MCB
BAR007-FWB-BKRQ-30414B-8 | U7B2 BOILER FEED PUMP LUBE OIL HEATER 120V MCB BREAKER 8
BAR007-FWB-BKRQ-30415B-4 | U7B2 BOILER FEED PUMP BECK DRIVE 120V MCB BREAKER 4
BAR007-FWB-FV-30408B | U7B1 BOILER FEED PUMP MINIMUM FLOW VALVE
BAR007-FWB-HV-3031-13B | U7B2 BOILER FEED PUMP CASING DRAIN VALVE
BAR007-FWB-HV-304010B | U7B1 BOILER FEED PUMP SUCTION VALVE
BAR007-FWB-HV-304011B | U7B1 BOILER FEED PUMP COOLING WATER INLET VALVE
BAR007-FWB-HV-304012B | U7B1 BOILER FEED PUMP COOLING WATER OUTLET VALVE
BAR007-FWB-HV-304013B | U7B1 BOILER FEED PUMP CASING DRAIN
BAR007-FWB-HV-304014B | U7B1 BOILER FEED PUMP COOLING WATER INLET DRAIN VALVE
BAR007-FWB-HV-304015B | U7B1 BOILER FEED PUMP COOLING WATER OUTLET DRAIN VALVE
BAR007-FWB-HV-30406B | U7B1 BOILER FEED PUMP HIGH PRESSURE DISCHARGE VALVE
BAR007-FWB-HV-30407B | U7B1 BOILER FEED PUMP INTERMEDIATE PRESSURE DISCHARGE VALVE
BAR007-FWB-HV-30409B | U7B1 BOILER FEED PUMP BALANCE FLOW VALVE
BAR007-FWB-HV-304110B | U7B2 BOILER FEED PUMP SUCTION VALVE
BAR007-FWB-HV-304111B | U7B2 BOILER FEED PUMP COOLING WATER INLET VALVE
BAR007-FWB-HV-304112B | U7B2 BOILER FEED PUMP COOLING WATER OUTLET VALVE
BAR007-FWB-HV-30416B | U7B2 BOILER FEED PUMP HIGH PRESSURE DISCHARGE VALVE
BAR007-FWB-HV-30417B | U7B2 BOILER FEED PUMP INTERMEDIATE PRESSURE DISCHARGE VALVE
BAR007-FWB-HV-30418B | U7B2 BOILER FEED PUMP MINIMUM FLOW VALVE
BAR007-FWB-HV-30419B | U7B2 BOILER FEED PUMP BALANCE FLOW VALVE
BAR007-FWB-MA-PBQ-3001B-1 | U7B1 BOILER FEED PUMP 4160V MOTOR HEATER 120V DISCONNECT
BAR007-FWB-MA-PBQ-3001B-7 | U7B2 BOILER FEED PUMP 4160V MOTOR HEATER 120V DISCONNECT
BAR007-FWB-MA-PBQ-3001B-8 | U7B1 BOILER FEED PUMP BECK DRIVE 120V MCB BREAKER 4
BAR007-FWB-MCMB-5B | U7B1 BOILER FEED PUMP AUXILIARY LUBE OIL PUMP 480V DISCONNECT
BAR007-FWB-MCMB-5C | U7B2 BOILER FEED PUMP AUXILIARY LUBE OIL PUMP 480V DISCONNECT
BAR007-FWB-PBQP00J-8 | U7B1 BOILER FEED PUMP IMMERSION HEATER 120V MCB BREAKER 8
BAR007-FWB-PU-001 | U7B1 BOILER FEED PUMP
BAR007-FWB-PU-002 | U7B2 BOILER FEED PUMP
BAR007-FWB-PU-002 | U7B2 BOILER FEED PUMP COOLING WATER DRAIN
BAR007-FWB-SGJA-012RB | U7B2 BOILER FEED PUMP 4160V ACB BREAKER
BAR007-FWB-SGJA-11RB | U7B1 BOILER FEED PUMP 4160V ACB BREAKER
BAR007-FWB-SWDC-SGJA012RB | U7B2 BOILER FEED PUMP 4160V ACB BREAKER DC SWITCH
BAR007-FWB-SWDC-SGJA11RB | U7B1 BOILER FEED PUMP 4160V ACB BREAKER DC SWITCH
BAR007-HE-HDR-6003 | U5GENERAL SERVICE WATER SYSTEM
BAR007-HE-HDR-6003 | U5GENERAL SERVICE WATER U4 AND U5 TIE VALVE
BAR007-HE-VL-6011 | U5GENERAL SERVICE WATER U4 AND U5TIE VALVE
BAR007-IA-CO-001 | U71 AIR COMPRESSOR
BAR007-IA-CO-002 | U72 AIR COMPRESSOR DRAIN VALVE
BAR007-IA-CO-002 | U72 AIR COMPRESSOR
BAR007-IA-DY-001 | U71 AIR DRYER
BAR007-IA-DY-001 | U61 AIR DRYER
BAR007-IA-DY-002 | U72 AIR DRYER
BAR007-IA-DY-002 | U62 AIR DRYER
BAR007-IA-MCMA-5E | U71 AIR DRYER 480V BREAKER
BAR007-IA-MCMA-5E | U61 AIR DRYER 480V BREAKER
BAR007-IA-MCMB-3H | U62 AIR DRYER 480V BREAKER
BAR007-IA-MCMB-3H | U72 AIR DRYER 480V BREAKER
BAR007-LA-CD-001 | U7CONDENSER HOTWELL
BAR007-LG-BW-3005 | U71 GLAND STEAM EXHAUSTER
BAR007-LG-BW-30O6 | U72 GLAND STEAM EXHAUSTER
BAR007-LG-HV-30051A | U71 GLAND STEAM EXHAUSTER SUCTION VALVE
BAR007-LG-HV-30051B | U71 GLAND STEAM EXHAUSTER DISCHARGE VALVE
BAR007-LG-HV-30062A | U72 GLAND STEAM EXHAUSTER SUCTION VALVE
BAR007-LG-HV-30062B | U72 GLAND STEAM EXHAUSTER DISCHARGE VALVE
BAR007-LG-MCMA-2A | U71 GLAND STEAM EXHAUSTER 480V BREAKER
BAR007-LG-MCMB-2A | U72 GLAND STEAM EXHAUSTER 480V BREAKER
BAR007-NGA-HV-201 | U7A COMBUSTION TURBINE NATURAL GAS SUPPLY VALVE BEFORE FEED WATER HEATER NGAHV201
BAR007-NGA-HV-202 | U7A COMBUSTION TURBINE NATURAL GAS SUPPLY VALVE AFTER FEED WATER HEATER NGAHV202
BAR007-NGA-HV-207 | U7A DUCT BURNER NATURAL GAS SUPPLY ROOT VALVE NGAHV207
BAR007-NGA-HV-208 | U7A DUCT BURNER NATURAL GAS SUPPLY SECONDARY VALVE NGAHV208
BAR007-NGA-HV-250 | U7A COMBUSTION TURBINE NATURAL GAS VENT ROOT VALVE AT FEED WATER HEATER NGAHV250
BAR007-NGA-HV-251 | U7A COMBUSTION TURBINE NATURAL GAS VENT SECONDARY VALVE AT FEED WATER HEATER NGAHV251
BAR007-NGA-HV-263 | U7A COMBUSTION TURBINE NATURAL GAS VENT AT SOUTH GAS STRAINER NGAHV263
BAR007-NGA-HV-273 | U7A COMBUSTION TURBINE NATURAL GAS VENT AT NORTH GAS STRAINER NGAHV273
BAR007-NGA-HV-290 | U7A DUCT BURNER NATURAL GAS VENT ROOT VALVE NGAHV290
BAR007-NGA-HV-291 | U7A DUCT BURNER NATURAL GAS VENT SECONDARY VALVE NGAHV291
BAR007-NGB-HV-301 | U7B COMBUSTION TURBINE NATURAL GAS SUPPLY VALVE BEFORE FEED WATER HEATER NGBHV301
BAR007-NGB-HV-302 | U7B COMBUSTION TURBINE NATURAL GAS SUPPLY VALVE AFTER FEED WATER HEATER NGBHV302
BAR007-NGB-HV-307 | U7B DUCT BURNER NATURAL GAS SUPPLY ROOT VALVE NGBHV307
BAR007-NGB-HV-308 | U7B DUCT BURNER NATURAL GAS SUPPLY SECONDARY VALVE NGBHV308
BAR007-NGB-HV-350 | U7B COMBUSTION TURBINE NATURAL GAS VENT ROOT VALVE AT FEED WATER HEATER NGBHV350
BAR007-NGB-HV-351 | U7B COMBUSTION TURBINE NATURAL GAS VENT SECONDARY VALVE AT FEED WATER HEATER NGBHV351
BAR007-NGB-HV-363 | U7B COMBUSTION TURBINE NATURAL GAS VENT AT SOUTH GAS STRAINER NGBHV363
BAR007-NGB-HV-373 | U7B COMBUSTION TURBINE NATURAL GAS VENT AT NORTH GAS STRAINER NGBHV373
BAR007-NGB-HV-390 | U7B DUCT BURNER NATURAL GAS VENT ROOT VALVE NGBHV390
BAR007-NGB-HV-391 | U7B DUCT BURNER NATURAL GAS VENT SECONDARY VALVE NGBHV391
BAR007-NGB-HV-411 | U7B COMBUSTION TURBINE NATURAL GAS PURGE STATION NITROGEN VENT VALVE NGBHV411
BAR007-RA-DK-1001 | U7A COMBUSTION TURBINE FIRE PROTECTION HEADER H2O
BAR007-RA-DK-1002 | U7B COMBUSTION TURBINE FIRE PROTECTION HEADER H2O
BAR007-RA-HV-122 | U7A COMBUSTION TURBINE FIRE PROTECTION ISOLATION VALVE ZONE 1
BAR007-RA-HV-122 | U7B COMBUSTION TURBINE FIRE PROTECTION ISOLATION VALVE ZONE 1
BAR007-RA-HV-123 | U7B COMBUSTION TURBINE FIRE PROTECTION DRAIN VALVE ZONE 1
BAR007-RA-HV-123 | U7A COMBUSTION TURBINE FIRE PROTECTION DRAIN VALVE ZONE 1
BAR007-RA-HV-222 | U7A COMBUSTION TURBINE FIRE PROTECTION ISOLATION VALVE ZONE 2
BAR007-RA-HV-222 | U7B COMBUSTION TURBINE FIRE PROTECTION ISOLATION VALVE ZONE 2
BAR007-RA-HV-223 | U7B COMBUSTION TURBINE FIRE PROTECTION DRAIN VALVE ZONE 2
BAR007-RA-HV-223 | U7A COMBUSTION TURBINE FIRE PROTECTION DRAIN VALVE ZONE 2
BAR007-RA-HV-322 | U7A COMBUSTION TURBINE FIRE PROTECTION ISOLATION VALVE ZONE 3
BAR007-RA-HV-322 | U7B COMBUSTION TURBINE FIRE PROTECTION ISOLATION VALVE ZONE 3
BAR007-RA-HV-323 | U7A COMBUSTION TURBINE FIRE PROTECTION DRAIN VALVE ZONE 3
BAR007-RA-HV-323 | U7B COMBUSTION TURBINE FIRE PROTECTION DRAIN VALVE ZONE 3
BAR007-RA-HV-606 | U7A COMBUSTION TURBINE FIRE PROTECTION MAIN WATER SUPPLY VALVE
BAR007-RA-HV-606 | U7B COMBUSTION TURBINE FIRE PROTECTION MAIN WATER SUPPLY VALVE
BAR007-SA-HV-12011 | U71 AIR COMPRESSOR DISCHARGE VALVE
BAR007-SA-HV-12012 | U72 AIR COMPRESSOR DISCHARGE VALVE
BAR007-SA-MCMA-7F | U71 AIR COMPRESSOR 480V DISCONNECT
BAR007-SA-MCMB-5F | U72 AIR COMPRESSOR 480V DISCONNECT
BAR007-SCA-DSCM-01A | U7A1 AMMONIA DILUTION AIR FAN 480V DISCONNECT SCAF01A
BAR007-SCA-DSCM-01B | U7A2 AMMONIA DILUTION AIR FAN 480V DISCONNECT SCAF01B
BAR007-SCA-F-01A | U7A1 AMMONIA DILUTION AIR FAN
BAR007-SCA-FN-01B | U7A2 AMMONIA DILUTION AIR FAN
BAR007-SCB-DSCM-01A | U7B1 AMMONIA DILUTION AIR FAN 480V DISCONNECT SCBF01A
BAR007-SCB-DSCM-01B | U7B2 AMMONIA DILUTION AIR FAN 480V DISCONNECT SCBF01B
BAR007-SCB-FN-01A | U7B1 AMMONIA DILUTION AIR FAN
BAR007-SCB-FN-01B | U7B2 AMMONIA DILUTION AIR FAN
BAR007-SCR-HV-101A | U7A AMMONIA SUPPLY VALVE SCRHV101
BAR007-SCR-HV-101B | U7B AMMONIA SUPPLY VALVE SCRHV101
BAR007-SCR-HV-102A | U7A HRSG AMMONIA SUPPLY VALVE SCRHV102
BAR007-SCR-HV-102B | U7B HRSG AMMONIA SUPPLY VALVE SCRHV102
BAR007-SCR-HV-103A | U7A AMMONIA VENT VALVE SCRHV103
BAR007-SCR-HV-103B | U7B AMMONIA VENT VALVE SCRHV103
BAR007-SCR-HV-104A | U7A AMMONIA VENT VALVE SCRHV104
BAR007-SCR-HV-104B | U7B AMMONIA VENT VALVE SCRHV104
BAR007-SCR-STANDARD-03 | U7A AMMONIA SYSTEM
BAR007-SCR-STANDARD-04 | U7B AMMONIA SYSTEM
BAR007-VA-HV-S1A | U71 VACUUM PUMP SUCTION VALVE
BAR007-VA-HV-S1B | U72 VACUUM PUMP SUCTION VALVE
BAR007-VA-MCMA-4A | U71 VACUUM PUMP 480V DISCONNECT
BAR007-VA-MCMB-4A | U72 VACUUM PUMP 480V DISCONNECT
BAR007-VA-PU-001 | U71 VACUUM PUMP
BAR007-VA-PU-002 | U72 VACUUM PUMP
BAR007-VB-FN-88BL1A | U7A1 COMBUSTION TURBINE LUBE OIL SKID COOLING AIR FAN
BAR007-VB-FN-88BL1B | U7B1 COMBUSTION TURBINE LUBE OIL SKID COOLING AIR FAN
BAR007-VB-FN-88BL2A | U7A2 COMBUSTION TURBINE LUBE OIL SKID COOLING AIR FAN
BAR007-VB-FN-88BL2B | U7B2 COMBUSTION TURBINE LUBE OIL SKID COOLING AIR FAN
BAR007-VB-HV-119 | U7B1 COMBUSTION TURBINE LUBE OIL COOLING WATER INLET SUPPLY DRAIN VALVE
BAR007-VB-MCC1A-AC01FE | U7A1 COMBUSTION TURBINE LUBE OIL SKID COOLING AIR FAN 480V BREAKER 88BL1
BAR007-VB-MCC1A-AC01FG | U7A1 COMBUSTION TURBINE LUBE MIST SEPARATOR MOTOR 480V BREAKER 88QV1
BAR007-VB-MCC1A-AC03FM | U7A1 COMBUSTION TURBINE AUXILIARY LUBE OIL PUMP 480V BREAKER 88QA1
BAR007-VB-MCC1A-DC-01FM | U7A COMBUSTION TURBINE DC LUBE OIL PUMP 125V BREAKER
BAR007-VB-MCC1B-AC01FE | U7B1 COMBUSTION TURBINE LUBE OIL SKID COOLING AIR FAN 480V BREAKER 88BL1
BAR007-VB-MCC1B-AC01FG | U7B1 COMBUSTION TURBINE LUBE MIST SEPARATOR MOTOR 480V BREAKER 88QV1
BAR007-VB-MCC1B-AC03FM | U7B1 COMBUSTION TURBINE AUXILIARY LUBE OIL PUMP 480V BREAKER 88QA1
BAR007-VB-MCC1B-DC-01FM | U7B COMBUSTION TURBINE DC LUBE OIL PUMP 125V BREAKER
BAR007-VB-MCC2A-AC01FE | U7A2 COMBUSTION TURBINE LUBE OIL SKID COOLING AIR FAN 480V BREAKER 88BL2
BAR007-VB-MCC2A-AC01FG | U7A2 COMBUSTION TURBINE LUBE MIST SEPARATOR MOTOR 480V BREAKER 88QV2
BAR007-VB-MCC2A-AC06FM | U7A2 COMBUSTION TURBINE AUXILIARY LUBE OIL PUMP 480V BREAKER 88QA2
BAR007-VB-MCC2B-AC01FE | U7B2 COMBUSTION TURBINE LUBE OIL SKID COOLING AIR FAN 480V BREAKER 88BL2
BAR007-VB-MCC2B-AC01FG | U7B2 COMBUSTION TURBINE LUBE MIST SEPARATOR MOTOR 480V BREAKER 88QV2
BAR007-VB-MCC2B-AC06FM | U7B2 COMBUSTION TURBINE AUXILIARY LUBE OIL PUMP 480V BREAKER 88QA2
BAR007-VB-MM-88QV1A | U7A1 COMBUSTION TURBINE LUBE MIST SEPARATOR
BAR007-VB-MM-88QV1B | U7B1 COMBUSTION TURBINE LUBE MIST SEPARATOR
BAR007-VB-MM-88QV2A | U7A2 COMBUSTION TURBINE LUBE MIST SEPARATOR
BAR007-VB-MM-88QV2B | U7B2 COMBUSTION TURBINE LUBE MIST SEPARATOR
BAR007-VB-PU-88QA1A | U7A1 COMBUSTION TURBINE AUXILIARY LUBE OIL PUMP
BAR007-VB-PU-88QA1B | U7B1 COMBUSTION TURBINE AUXILIARY LUBE OIL PUMP
BAR007-VB-PU-88QA2A | U7A2 COMBUSTION TURBINE AUXILIARY LUBE OIL PUMP
BAR007-VB-PU-88QA2B | U7B2 COMBUSTION TURBINE AUXILIARY LUBE OIL PUMP
BAR007-VB-PU-88QE1A | U7A COMBUSTION TURBINE DC LUBE OIL PUMP
BAR007-VB-PU-88QE1B | U7B COMBUSTION TURBINE DC LUBE OIL PUMP
BAR007-VC-MCC1A-AC03R1 | U7A1 COMBUSTION TURBINE HYDRAULIC OIL PUMP 480V BREAKER 88HQ1
BAR007-VC-MCC1B-AC03R1 | U7B1 COMBUSTION TURBINE HYDRAULIC OIL PUMP 480V BREAKER 88HQ1
BAR007-VC-MCC2A-AC06RM | U7A2 COMBUSTION TURBINE HYDRAULIC OIL PUMP 480V BREAKER 88HQ2
BAR007-VC-MCC2B-AC06RM | U7B2 COMBUSTION TURBINE HYDRAULIC OIL PUMP 480V BREAKER 88HQ2
BAR007-VC-PU-88HQ1A | U7A1 COMBUSTION TURBINE HYDRAULIC OIL PUMP
BAR007-VC-PU-88HQ1B | U7B1 COMBUSTION TURBINE HYDRAULIC OIL PUMP
BAR007-VC-PU-88HQ2A | U7A2 COMBUSTION TURBINE HYDRAULIC OIL PUMP
BAR007-VC-PU-88HQ2B | U7B2 COMBUSTION TURBINE HYDRAULIC OIL PUMP
BAR007-VE-FN-88BT1A | U7A1 COMBUSTION TURBINE TURBINE COMPARTMENT COOLING AIR FAN
BAR007-VE-FN-88BT1B | U7B1 COMBUSTION TURBINE TURBINE COMPARTMENT COOLING AIR FAN
BAR007-VE-FN-88BT2A | U7A2 COMBUSTION TURBINE TURBINE COMPARTMENT COOLING AIR FAN
BAR007-VE-FN-88BT2B | U7B2 COMBUSTION TURBINE TURBINE COMPARTMENT COOLING AIR FAN
BAR007-VE-FN-88VG1A | U7A1 COMBUSTION TURBINE LOAD COMPARTMENT VENT FAN
BAR007-VE-FN-88VG1B | U7B1 COMBUSTION TURBINE LOAD COMPARTMENT VENT FAN
BAR007-VE-FN-88VG2A | U7A2 COMBUSTION TURBINE LOAD COMPARTMENT VENT FAN
BAR007-VE-FN-88VG2B | U7B2 COMBUSTION TURBINE LOAD COMPARTMENT VENT FAN
BAR007-VE-HV-024 | U7A COMBUSTION TURBINE EVAPORATOR COOLER WATER SUPPLY VALVE
BAR007-VE-HV-025 | U7A COMBUSTION TURBINE EVAPORATOR COOLER DRAIN
BAR007-VE-HV-041 | U7B EVAPORATOR COOLER WATER SUPPLY VALVE
BAR007-VE-HV-043 | U7B EVAPORATOR COOLER DRAIN VALVE
BAR007-VE-HX-3076A | U7A COMBUSTION TURBINE EVAPORATOR COOLER
BAR007-VE-HX-3076B | U7B COMBUSTION TURBINE EVAPORATOR COOLER
BAR007-VE-MCC1A-AC02RG | U7A1 COMBUSTION TURBINE LOAD COMPARTMENT VENT FAN 480V BREAKER 88VG1
BAR007-VE-MCC1A-AC03RK | U7A COMBUSTION TURBINE AIR INLET EVAPORATOR COOLER PUMP MOTORS 480V BREAKER 1&2
BAR007-VE-MCC1B-AC02RG | U7B1 COMBUSTION TURBINE LOAD COMPARTMENT VENT FAN 480V BREAKER 88VG1
BAR007-VE-MCC1B-AC03RK | U7B COMBUSTION TURBINE AIR INLET EVAPORATOR COOLER PUMP MOTORS 1&2 480V BREAKER
BAR007-VE-MCC2A-AC02RG | U7A2 COMBUSTION TURBINE LOAD COMPARTMENT VENT FAN 480V BREAKER 88VG2
BAR007-VE-MCC2B-AC02RG | U7B2 COMBUSTION TURBINE LOAD COMPARTMENT VENT FAN 480V BREAKER 88VG2
BAR007-VE-STANDARD-01 | U7B EVAPORATOR COOLER DRAIN VALVE
BAR007-VE-STANDARD-02 | U7B EVAPORATOR COOLER WATER SUPPLY VALVE
BAR007-VG-DSC-3001839 | U7A COMBUSTION TURBINE GENERATOR MOTOR OPERATED DISCONNECT 839
BAR007-VG-DSC-3002835 | U7B COMBUSTION TURBINE GENERATOR MOTOR OPERATED DISCONNECT 835
BAR007-VG-PBMCCA-120-10 | U7A COMBUSTION TURBINE ISOPUR FILTER PUMP 120V BREAKER 10
BAR007-VG-PBMCCB-120-8 | U7B COMBUSTION TURBINE ISOPUR FILTER PUMP 120V BREAKER 8
BAR007-VG-PU-3010A | U7A COMBUSTION TURBINE ISOPUR FILTER PUMP
BAR007-VG-PU-3010B | U7B COMBUSTION TURBINE ISOPUR FILTER PUMP
BAR007-VJ-BKRM-36001A | U7WATER WASH PUMP 480V DISCONNECT
BAR007-VJ-HV-36002A | U7A COMBUSTION TURBINE WATER WASH 3 WAY ISOLATION VALVE
BAR007-VJ-HV-36002B | U7B COMBUSTION TURBINE WATER WASH 3 WAY ISOLATION VALVE
BAR007-VJ-HV-36003A | U7A COMBUSTION TURBINE WATER WASH DRAIN VALVE
BAR007-VJ-HV-36003B | U7B COMBUSTION TURBINE WATER WASH DRAIN VALVE
BAR007-VJ-STANDARD-01 | U7COMBUSTION TURBINE WATER WASH SYSTEM
BAR007-WA-HV-022 | U7B HRSG NITROGEN SUPPLY VALVE
BAR007-WA-HV-519 | U7A HRSG NITROGEN SUPPLY VALVE
BAR007-WA-STANDARD-04 | U7NITROGEN SYSTEM
BAR007-WB-MCMA-1AC | U7A HRSG HIGH PRESSURE BYPASS VALVE 480V BREAKER HPBAMV100
BAR007-WB-MCMB-10C | U7B HRSG HIGH PRESSURE BYPASS VALVE 480V BREAKER HPBBMV100
BAR007-WB-MV-100A | U7A HRSG HIGH PRESSURE BYPASS VALVE
BAR007-WB-MV-100B | U7B HRSG HIGH PRESSURE BYPASS VALVE
BAR007-WT-HV-065 | U7CONDENSER HOTWELL AQUEOUS AMMONIA SUPPLY VALVE TO CONDENSATE PUMP 1 SUCTION LINE

## shh
UNIQUEID | DESCRIPTION
BAR006VBA-ADAA | MIST ELIMINATOR A VAPOR EXTRACTION A
BAR006VBB-AAAC | LUBE OIL #1 PUMP PUMPS B
BAR007WGB-AD | HEADERS B
BAR007WHB-AAAD | DUCT BURNER SCANNER COOLING FAN #1 HRSG B DUCT BURNER SKID B
BAR007MAB-AAAAAJ | LUBE OIL SKID B1 BOILER FEED PUMP B1 PUMPS B
BAR007WAC-AB | TANK C
BAR007YEA-AB | CATALYST A
BAR007ZBC-AC | ANNUNCIATIONS C
BAR006VEB-ABAB | EXHAUST FRAME FAN #2 EXHAUST FRAME COOLING B
BAR006VGB-AA | INLET BELLMOUTH B
BAR007FFC-AA | PUMPS C
BAR007FFC-ADAB | INSTRUMENTS AND CONTROLS TANKS C
BAR007WBB-AA | MAIN STEAM PIPING AND VALVES B
BAR007FHC-AAAA | TURNING GEAR TURNING GEAR C
BAR007RAC-ABAB | HYDROGEN SEAL OIL SYSTEM FIRE PROTECTION STATIONS C
BAR007SAC-AAAA | COMPRESSOR #1 COMPRESSORS C
BAR007SAC-ABAB | DRYER #2 AIR DRYERS C
BAR007VAA-AA | INLET AIR FILTERS A
BAR007VAA-AAAD | INLET AIR INSTRUMENTS AND CONTROLS INLET AIR FILTERS A
BAR007HEC-AAAA | COOLING WATER PUMP CLOSED LOOP#1 PUMPS C
BAR007WCB-AAAJ | HRSG B HP ECONOMIZER SECTION HP TUBING B
BAR007WCA-AFAB | HRSG A LP FEEDWATER PREHEATER SECTION FEEDWATER PREHEATER TUBING A
BAR006VAB-ABAA | INLET FILTER EVAPORATIVE PUMP #1 INLET COOLING B
BAR006VAB-ABAB | INLET FILTER EVAPORATIVE PUMP #2 INLET COOLING B
BAR007VBA-AEAB | LUBE OIL TANK FILTERS & PIPING I & C TANKS A

## loo
UNIQUEID | DESCRIPTION
BAR006-ASA-HV-21002A | U6-A HRSG POWER AUGMENTATION STEAM MANUAL SUPPLY ISOLATION VALVE
BAR006-ASA-MCMA-1AB | U6-A HRSG POWER AUGMENTATION STEAM BLOCKING VALVE 480V BREAKER (ASA-MV-100)
BAR006-ASA-MCMA-1AJ | U6-A HRSG POWER AUGMENTATION VENT VALVE 480V BREAKER (ASA-MV-125)
BAR006-ASA-MCMB-10B | U6-B POWER AUGMENTATION STEAM BLOCKING VALVE 480V BREAKER (ASB-MV-100)
BAR006-ASA-PNV-21001A | U6-A HRSG POWER AUGMENTATION PRESSURE CONTROL AIR OPERATED VALVE (ASA-TV-101)
BAR006-ASA-STANDARD-01 | U6-A HRSG POWER AUGMENTATION
BAR006-ASB-HV-22002B | U6-B HRSG POWER AUGMENTATION STEAM MANUAL SUPPLY ISOLATION VALVE
BAR006-ASB-MCMB-10B | U6-B COMBUSTION TURBINE POWER AUGMENTATION STEAM SUPPLY VALVE
BAR006-ASB-MCMB-10J | U6-B HRSG POWER AUGMENTATION VENT VALVE 480V BREAKER (ASB-MV-125)
BAR006-ASB-MV-100 | U6-B COMBUSTION TURBINE POWER AUGMENTATION STEAM SUPPLY VALVE
BAR006-ASB-PNV-21001B | U6-B HRSG POWER AUGMENTATION PRESSURE CONTROL AIR OPERATED VALVE (ASB-TV-101)
BAR006-ASB-STANDARD-02 | U6-B HRSG POWER AUGMENTATION
BAR006-BE-BKRQ-30014A | U6-A COMBUSTION TURBINE TURBINE DEWPOINT SENSOR 120V BREAKER
BAR006-BE-BKRQ-30024B | U6-B COMBUSTION TURBINE TURBINE DEWPOINT SENSOR 120V BREAKER
BAR006-BE-BW-88TK1A | U6-A1 COMBUSTION TURBINE EXHAUST FRAME BLOWER
BAR006-BE-BW-88TK1B | U6-B1 COMBUSTION TURBINE EXHAUST FRAME BLOWER
BAR006-BE-BW-88TK2A | U6-A2 COMBUSTION TURBINE EXHAUST FRAME BLOWER
BAR006-BE-BW-88TK2B | U6-B2 COMBUSTION TURBINE EXHAUST FRAME BLOWER
BAR006-BE-FN-3301A1 | U6-A1 FLAME SCANNER COOLING FAN
BAR006-BE-FN-3301A2 | U6-A2 FLAME SCANNER COOLING FAN
BAR006-BE-FN-33021B | U6-B1 FLAME SCANNER COOLING FAN
BAR006-BE-FN-33022B | U6-B2 FLAME SCANNER COOLING FAN
BAR006-BE-FN-88BN1A | U6-A1 COMBUSTION TURBINE BEARING AREA COOLING FAN
BAR006-BE-FN-88BN1B | U6-B1 COMBUSTION TURBINE BEARING AREA COOLING FAN
BAR006-BE-FN-88BN2A | U6-A2 COMBUSTION TURBINE BEARING AREA COOLING FAN
BAR006-BE-FN-88BN2B | U6-B2 COMBUSTION TURBINE BEARING AREA COOLING FAN
BAR006-BE-HV-115 | U6-A COMBUSTION TURBINE FLAME SCANNER COOLING WATER SUPPLY VALVE
BAR006-BE-HV-133 | U6-B COMBUSTION TURBINE FLAME SCANNER COOLING WATER RETURN VALVE
BAR006-BE-HV-137 | U6-B COMBUSTION TURBINE FLAME SCANNER COOLING WATER SUPPLY VALVE